## Mix Devt
Old Problem Code | Work Type | Type of Services | Problem Code | Active [5]* | Work Priority [300] | Property Level [300] | Display in public / tenant app(Y/N) [1] Display in QR | Work Order(Y/N) [1] | Qommunity Category [300] | Resident Display [300] >> Display to SP/Tenants in QR | Remarks
AHU faulty | ACMV Services | Air-Conditioning | AHU faulty | Y | N | Mixed Devt | N | Y | Aircon | AHU faulty | to turn off
Aircon insulation damaged/condensation | ACMV Services | Air-Conditioning | Aircon insulation damaged/condensation | Y | N | Mixed Devt | N | Y | Aircon | Aircon insulation damaged/condensation | to turn off
Chemical dosing pump faulty | ACMV Services | Air-Conditioning | Chemical dosing pump faulty | Y | N | Mixed Devt | N | Y | Aircon | Chemical dosing pump faulty | to turn off
Chilled water expansion tank faulty | ACMV Services | Air-Conditioning | Chilled water expansion tank faulty | Y | N | Mixed Devt | N | Y | Aircon | Chilled water expansion tank faulty | to turn off
Cooling tower faulty | ACMV Services | Air-Conditioning | Cooling tower faulty | Y | N | Mixed Devt | N | Y | Aircon | Cooling tower faulty | to turn off
Exhaust/smell/smoky/fan faulty | ACMV Services | Air-Conditioning | Exhaust/smell/smoky/fan faulty | Y | N | Mixed Devt | N | Y | Aircon | Exhaust/smell/smoky/fan faulty | to turn off
FCU faulty | ACMV Services | Air-Conditioning | FCU faulty | Y | N | Mixed Devt | N | Y | Aircon | FCU faulty | to turn off
Mechanical Ventilation faulty | ACMV Services | Air-Conditioning | Mechanical Ventilation faulty | Y | N | Mixed Devt | N | Y | Aircon | Mechanical Ventilation faulty | to turn off
Aircon not cold | ACMV Services | Air-Conditioning | Aircon not cold | Y | N | Mixed Devt | Y | Y | Aircon | Aircon not cold | to set
Air-conditioning-Others (Please Specify) | ACMV Services | Air-Conditioning | Other aircon fault | Y | N | Mixed Devt | Y | Y | Aircon | Other aircon issues | to set
Chilled water/makeup pumps faulty | ACMV Services | Chiller Plant/Room | Chilled water/makeup pumps faulty | Y | N | Mixed Devt | N | Y | Facilities | Chilled water/makeup pumps faulty | to set
Chiller faulty | ACMV Services | Chiller Plant/Room | Chiller faulty | Y | N | Mixed Devt | N | Y | Facilities | Chiller faulty | to turn off
Cooling Towers faulty | ACMV Services | Chiller Plant/Room | Cooling Towers faulty | Y | N | Mixed Devt | N | Y | Facilities | Cooling Towers faulty | to turn off
CT-Chemical Dosing Pump faulty | ACMV Services | Chiller Plant/Room | CT-Chemical Dosing Pump faulty | Y | N | Mixed Devt | N | Y | Facilities | CT-Chemical Dosing Pump faulty | to turn off
Electrical Panel/BAS faulty | ACMV Services | Chiller Plant/Room | Electrical Panel/BAS faulty | Y | N | Mixed Devt | N | Y | Facilities | Electrical Panel/BAS faulty | to turn off
Chiller Room-Others (Please Specify) | ACMV Services | Chiller Plant/Room | Other Chiller Issues | Y | N | Mixed Devt | N | Y | Facilities | Other Chiller Issues | to set
Piping leakage/condensation | ACMV Services | Chiller Plant/Room | Piping leakage/condensation | Y | N | Mixed Devt | N | Y | Facilities | Piping leakage/condensation | to turn off
Other Structures damaged | Building Services | Building Work | Building Structures damaged | Y | N | Mixed Devt | N | Y | Building | Damage to building/structure | to set
Signages damage | Building Services | Building Work | Building Signages damage | Y | N | Mixed Devt | Y | Y | Building | Building signage damaged | to turn off
Ceiling Stain/moisture/spalling | Building Services | Building Work | Ceiling or wall stain/moisture/spalling | Y | N | Mixed Devt | Y | Y | Building | Ceiling stain/moisture seepage/concrete cracked | to turn off
Ceiling/wall paint peeling off | Building Services | Building Work | Ceiling or wall paint damaged | Y | N | Mixed Devt | Y | Y | Building | Ceiling or wall paint damaged | to turn off
Door cannot open/close properly | Building Services | Building Work | Door cannot open/close properly | Y | N | Mixed Devt | Y | Y | Building | Door cannot open/close properly | to turn off
Drain choke/cover missing | Building Services | Building Work | Drain choke/cover missing | Y | N | Mixed Devt | Y | Y | Building | Drain choke/cover missing | to turn off
Driveway/Curb/Road hump damaged/Dirty/Water ponding | Building Services | Building Work | Driveway/Curb/Road hump damaged/Dirty/Water ponding | Y | N | Mixed Devt | Y | Y | Building | Damage to driveway/curb/road/water ponding | to turn off
Fence/Gate damage | Building Services | Building Work | Fence/Gate damage | Y | N | Mixed Devt | Y | Y | Building | Damage to fence/gate | to turn off
Floor crack/potholes | Building Services | Building Work | Floor crack/potholes | Y | N | Mixed Devt | Y | Y | Building | Flooring cracks/potholes | to turn off
Handrail rust/damaged | Building Services | Building Work | Handrail rust/damaged | Y | N | Mixed Devt | Y | Y | Building | Handrail rusted/damaged | to turn off
Lampost Lighting not working | Building Services | Building Work | Lamp post Lighting not working | Y | N | Mixed Devt | Y | Y | Building | Lamp post light not working | to turn off
Building-Others (Please specify) | Building Services | Building Work | Other Building Issues | Y | N | Mixed Devt | Y | Y | Building | Other building issues | to set
Roof Leak | Building Services | Building Work | Roof Leak | Y | N | Mixed Devt | Y | Y | Building | Building roof leak | to turn off
Faulty Hanging Mobile | Facilities Related | Atrium Space/Event Space | Open Space faulty hanging mobile | Y | N | Mixed Devt | N | Y | Facilities | Open Space faulty hanging mobile | to turn off
Lighting/Socket faulty | Facilities Related | Atrium Space/Event Space | Open Space socket/lighting faulty | Y | N | Mixed Devt | N | Y | Facilities | Open Space socket/lighting faulty | to turn off
stain ceiling/dirty wall/floor | Facilities Related | Atrium Space/Event Space | Open Space stain ceiling/dirty wall/floor | Y | N | Mixed Devt | N | Y | Facilities | Open Space stain ceiling/dirty wall/floor | to turn off
Equipment/Signboard/Chair/Table missing or damaged | Facilities Related | Atrium Space/Event Space | Open Space table/chair/equipment/signboard missing or damaged | Y | N | Mixed Devt | N | Y | Facilities | Open Space table/chair/equipment/signboard missing or damaged | to turn off
Screen/Aircon/TV/Fan faulty | Facilities Related | Atrium Space/Event Space | Open Space TV/screen/aircon/fan faulty | Y | N | Mixed Devt | N | Y | Facilities | Open Space TV/screen/aircon/fan faulty | to turn off
Atrium Space/Event Space-Others (Please specify) | Facilities Related | Atrium Space/Event Space | Other atrium space/event space issues | Y | N | Mixed Devt | N | Y | Facilities | Other atrium space/event space issues | to turn off
Filtration/sumersible pumps faulty/damaged | Facilities Related | Swimming Pool/Water Features | Filtration/sumersible pumps faulty/damaged | Y | N | Mixed Devt | N | Y | Facilities | Filtration/sumersible pumps faulty/damaged | to turn off
Algae/Bald/Long turf area | Horticulture Services | Garden/Landscape | Algae/bald/long turf area | Y | N | Mixed Devt | Y | Y | Garden & Landscape | Algae/bald/long turf area | to turn off
Barrier/Parking Guidance System/Socket/Light faulty | Building Services | Carpark | Barrier/Parking Guidance System/Socket/Light faulty | Y | N | Mixed Devt | N | Y | Carpark | Barrier/Parking Guidance System/Socket/Light faulty | to set
Carpark-Others (Please Specify) | Building Services | Carpark | Others carpark issues | Y | N | Mixed Devt | Y | Y | Carpark | Other carpark issues | to set
Overgrown plant/tree | Horticulture Services | Garden/Landscape | Overgrown plant/tree | Y | N | Mixed Devt | Y | Y | Garden & Landscape | Overgrown plant/tree | to turn off
Soil erosion/Sunken soil level | Horticulture Services | Garden/Landscape | Soil erosion/sunken soil level | Y | N | Mixed Devt | Y | Y | Garden & Landscape | Soil erosion/sunken soil level | to turn off
Weeds | Horticulture Services | Garden/Landscape | Weeds | Y | N | Mixed Devt | Y | Y | Garden & Landscape | Weeds | to turn off
Withered Plant | Horticulture Services | Garden/Landscape | Withered Plant | Y | N | Mixed Devt | Y | Y | Garden & Landscape | Plants withered | to turn off
Dirty/Litter/Stain | Building Services | Common Areas | Common Area Dirty/Litter/Stain | Y | N | Mixed Devt | Y | Y | Facilities | Common Area Dirty/Litter/Stain | to set
No Electrical Power supply to unit/house | M&E Services | Electrical | No electrical Power supply to unit/house | Y | N | Mixed Devt | Y | Y | Lighting & Electrical | Disruption to electricity supply | to turn off
Common Areas-Others (Please Specify) | Building Services | Common Areas | Other Common Areas Issues | Y | N | Mixed Devt | Y | Y | Facilities | Other Common Areas Issues | to set
Lamposts faulty | M&E Services | Lighting | Lamp post faulty | Y | N | Mixed Devt | N | Y | Lighting & Electrical | Lamp post faulty | to turn off
Humming sound from light fitting | M&E Services | Lighting | Humming sound from light fitting | Y | N | Mixed Devt | Y | Y | Lighting & Electrical | Faulty light fitting | to turn off
Light tubes blown | M&E Services | Lighting | Light tubes blown | Y | N | Mixed Devt | Y | Y | Lighting & Electrical | Lights blown | to turn off
Escalator/Travellator-Others (Please Specify) | Building Services | Escalator/Travellator | Other Escalator/Travellator Issues | Y | N | Mixed Devt | N | Y | Lift & Lobby | Other Escalator/Travellator Issues | to set
BAS faulty - Chiller/FCC room | M&E Services | M&E Work | BAS faulty - Chiller/FCC room | Y | N | Mixed Devt | N | Y | Lighting & Electrical | BAS faulty - Chiller/FCC room | to turn off
DB Connectors burnt | M&E Services | M&E Work | DB connectors burnt | Y | N | Mixed Devt | N | Y | Lighting & Electrical | DB connectors burnt | to set
Electrical isolators/sockets faulty | M&E Services | M&E Work | Electrical isolators/sockets faulty | Y | N | Mixed Devt | N | Y | Lighting & Electrical | Electrical isolators/sockets faulty | to set
Electrical Riser DB trip | M&E Services | M&E Work | Electrical riser DB trip | Y | N | Mixed Devt | N | Y | Lighting & Electrical | Electrical riser DB trip | to turn off
Electrical Timers faulty | M&E Services | M&E Work | Electrical timers faulty | Y | N | Mixed Devt | N | Y | Lighting & Electrical | Electrical timers faulty | to turn off
Generator set oil leakeage/faulty | M&E Services | M&E Work | Generator set oil leakeage/faulty | Y | N | Mixed Devt | N | Y | Lighting & Electrical | Generator set oil leakeage/faulty | to turn off
Lighting points faulty | M&E Services | M&E Work | Lighting points faulty | Y | N | Mixed Devt | N | Y | Lighting & Electrical | Lighting points faulty | to turn off
Lightning strip/rod damaged | M&E Services | M&E Work | Lightning strip/rod damaged | Y | N | Mixed Devt | N | Y | Lighting & Electrical | Lightning strip/rod damaged | to turn off
LT/HT Switchroom trip | M&E Services | M&E Work | LT/HT switchroom trip | Y | N | Mixed Devt | N | Y | Lighting & Electrical | LT/HT switchroom trip | to turn off
MATV faulty | M&E Services | M&E Work | MATV faulty | Y | N | Mixed Devt | N | Y | Lighting & Electrical | MATV faulty | to turn off
MDF room trip | M&E Services | M&E Work | MDF room trip | Y | N | Mixed Devt | N | Y | Lighting & Electrical | MDF room trip | to turn off
Lift/Lobby light/Indicator/Button/Intercom/Lift sensor faulty | Building Services | Lift/Lobby | Lift/Lobby light/Indicator/Button/Intercom/Lift sensor faulty | Y | N | Mixed Devt | N | Y | Lift & Lobby | Lift/Lobby light/Indicator/Button/Intercom/Lift sensor faulty | to set
TAS riser trip | M&E Services | M&E Work | TAS riser trip | Y | N | Mixed Devt | N | Y | Lighting & Electrical | TAS riser trip | to turn off
At Common Property | Other Services | Criminal case (theft, shoplift, molest ..) | At Common Property | Y | N | Mixed Devt | Y | Y | Others | Other common area issues | to turn off
Criminal cases-Others (Please Specify) | Other Services | Criminal case (theft, shoplift, molest ..) | Other Criminal cases | Y | N | Mixed Devt | Y | Y | Others | Criminal activities | to turn off
Tenant/Residential Unit | Other Services | Criminal case (theft, shoplift, molest ..) | Tenant/Residential Unit | Y | N | Mixed Devt | Y | Y | Others | Criminal activities involving resident(s) | to turn off
Lift Door cannot close | Building Services | Lift/Lobby | Lift Door cannot close | Y | N | Mixed Devt | Y | Y | Lift & Lobby | Lift Door cannot close | to set
Lift/Lobby-Others (Please specify) | Building Services | Lift/Lobby | Other Lift/Lobby Issues | Y | N | Mixed Devt | Y | Y | Lift & Lobby | Other Lift/Lobby Issues | to set
Tenant/Resident unit | Other Services | Damages to properties | Tenant/resident unit | Y | N | Mixed Devt | N | Y | Building | Tenant/resident unit | to turn off
From Public | Other Services | Feedback | Public feedback | Y | N | Mixed Devt | N | Y | Others | Public feedback | to turn off
table/chair/equipment/signboard missing or damaged | Facilities Related | Auditorium/Function/Meeting Room etc | Common room table/chair/equipment/signboard missing or damaged | Y | N | Mixed Devt | Y | Y | Facilities | Common room table/chair/equipment/signboard missing or damaged | to set
From Tenant/Resident | Other Services | Feedback | Tenant/Resident feedback | Y | N | Mixed Devt | Y | Y | Others | Feedback on noise/smoke from neighbouring unit | to turn off
Auditorium/Function/Meeting Room-Others (Please specify) | Facilities Related | Auditorium/Function/Meeting Room etc | Others auditorium/function/meeting room issues | Y | N | Mixed Devt | Y | Y | Facilities | Others auditorium/function/meeting room issues | to set
Pit Dirty/damaged | Facilities Related | BBQ Pit | BBQ Pit dirty/damaged | Y | N | Mixed Devt | Y | Y | Facilities | BBQ Pit dirty/damaged | to set
Visitor/customer injured | Other Services | Injury to persons | Visitor/customer injured | Y | N | Mixed Devt | Y | Y | Others | Incident involving visitors | to turn off
Encroachment/Touting | Other Services | Leases | Encroachment/touting | Y | N | Mixed Devt | Y | Y | Others | Encroachment onto corridor/common area | to turn off
Operating hours | Other Services | Leases | Operating hours | Y | N | Mixed Devt | Y | Y | Others | Operating hours | to turn off
Leases-Others (Please Specify) | Other Services | Leases | Other leases related Issues | Y | N | Mixed Devt | Y | Y | Others | Leasing related issues | to turn off
BBQ Pit-Others (Please specify) | Facilities Related | BBQ Pit | Other BBQ Pit issues | Y | N | Mixed Devt | Y | Y | Facilities | Other BBQ Pit issues | to set
Aircon not cold/dripping | Other Services | Shuttle Bus | Shuttle bus aircon not cold/dripping | Y | N | Mixed Devt | Y | Y | Facilities | Shuttle bus aircon not cold/dripping | to turn off
Passenger seat torn | Other Services | Shuttle Bus | Shuttle bus passenger seat torn | Y | N | Mixed Devt | Y | Y | Facilities | Damage to shuttle bus interior/fittings | to turn off
Tap Card Machine not working | Other Services | Shuttle Bus | Shuttle bus tap card machine not working | Y | N | Mixed Devt | Y | Y | Facilities | Shuttle bus card reader faulty | to turn off
Pressure/Temperature Gauges faulty | ACMV Services | Chiller Plant/Room | Pressure/Temperature Gauges faulty | Y | N | Mixed Devt | N | Y | Facilities | Pressure/Temperature Gauges faulty | to turn off
Pump/Gate Valve faulty | ACMV Services | Chiller Plant/Room | Pump/Gate Valve faulty | Y | N | Mixed Devt | N | Y | Facilities | Pump/Gate Valve faulty | to turn off
Tile chipped/debonded | Building Services | Building Work | Tile chipped/debonded | Y | N | Mixed Devt | Y | Y | Building | Tile chipped/debonded | to turn off
Walkway/Gate/Fencing/Signages damaged | Building Services | Building Work | Walkway/Gate/Fencing/Signages damaged | Y | N | Mixed Devt | Y | Y | Building | Damage to walkway/gate/fencing | to turn off
Wall/Window crack/seepage/damage | Building Services | Building Work | Wall/Window crack/seepage/damage | Y | N | Mixed Devt | Y | Y | Building | Wall/Window crack/seepage/damage | to turn off
Chair/Equipment/Signboard/Table missing or damaged | Facilities Related | Gym | Gym table/chair/equipment/signboard missing or damaged | Y | N | Mixed Devt | Y | Y | Facilities | Gym table/chair/equipment/signboard missing or damaged | to set
Litter/Dirty/stains | Building Services | Carpark | Litter/Dirty/stains | Y | N | Mixed Devt | N | Y | Carpark | Litter/Dirty/stains | to turn off
System software/hardware faulty | Building Services | Carpark | System software/hardware faulty | Y | N | Mixed Devt | N | Y | Carpark | System software/hardware faulty | to turn off
Kerb damaged | Building Services | Carpark | Kerb damaged | Y | N | Mixed Devt | Y | Y | Carpark | Kerb damaged | to turn off
Line/painting and other finishes | Building Services | Carpark | Line/painting and other finishes | Y | N | Mixed Devt | Y | Y | Carpark | Line/painting and other finishes | to turn off
NETS Terminal and related issues | Building Services | Carpark | NETS Terminal and related issues | Y | N | Mixed Devt | Y | Y | Carpark | NETS Terminal and related issues | to turn off
Gym-Others (Please specify) | Facilities Related | Gym | Other Gym Issues | Y | N | Mixed Devt | Y | Y | Facilities | Other Gym Issues | to set
Seepage/Water Ponding/Pot holes | Building Services | Carpark | Seepage/Water Ponding/Pot holes | Y | N | Mixed Devt | Y | Y | Carpark | Seepage/Water Ponding/Pot holes | to turn off
Unauthorised parking/Parking without valid label | Building Services | Carpark | Unauthorised parking/Parking without valid label | Y | N | Mixed Devt | Y | Y | Carpark | Unauthorised parking/Parking without valid label | to turn off
Lines Fading | Building Services | Common Areas | Common Lines Fading | Y | N | Mixed Devt | N | Y | Facilities | Common Lines Fading | to turn off
Lighting Faulty | Building Services | Common Areas | Common Area Light faulty | Y | N | Mixed Devt | Y | Y | Facilities | Common Area Light faulty | to turn off
Playground-Others (Please specify) | Facilities Related | Playground | Other playground issues | Y | N | Mixed Devt | Y | Y | Facilities | Other playground issues | to set
Equipment damaged | Facilities Related | Playground | Playground equipment damaged | Y | N | Mixed Devt | Y | Y | Facilities | Playground equipment damaged | to set
Potholes/Ground Ponding/Crack | Building Services | Common Areas | Common Area Potholes/Ground Ponding/Crack | Y | N | Mixed Devt | Y | Y | Facilities | Common Area Potholes/Ground Ponding/Crack | to set
Big Gaps (Gap> xxmm) | Building Services | Escalator/Travellator | Big Gaps (Gap> xxmm) | Y | N | Mixed Devt | N | Y | Lift & Lobby | Big Gaps (Gap> xxmm) | to turn off
Breakdown | Building Services | Escalator/Travellator | Escalator/Travellator Breakdown | Y | N | Mixed Devt | N | Y | Lift & Lobby | Escalator/Travellator Breakdown | to turn off
Handrail damage | Building Services | Escalator/Travellator | Handrail damage | Y | N | Mixed Devt | N | Y | Lift & Lobby | Handrail damage | to turn off
Noise/vibration/jerky movements | Building Services | Escalator/Travellator | Noise/vibration/jerky movements | Y | N | Mixed Devt | N | Y | Lift & Lobby | Noise/vibration/jerky movements | to turn off
Water features-Others (Please Specify) | Facilities Related | Swimming Pool/Water Features | Other swimming pool/water features issues | Y | N | Mixed Devt | Y | Y | Facilities | Other swimming pool/water features issues | to set
Automatic Rescue Device (ARD) faulty | Building Services | Lift/Lobby | Automatic Rescue Device (ARD) faulty | Y | N | Mixed Devt | N | Y | Lift & Lobby | Automatic Rescue Device (ARD) faulty | to turn off
Lift sensor faulty | Building Services | Lift/Lobby | Lift sensor faulty | Y | N | Mixed Devt | N | Y | Lift & Lobby | Lift sensor faulty | to turn off
Algae/cloudy water | Facilities Related | Swimming Pool/Water Features | Swimming pool/water feature with algae/cloudy water | Y | N | Mixed Devt | Y | Y | Facilities | Swimming pool/water feature with algae/cloudy water | to set
Tennis/basketball/outdoor courts etc-Others (Please Specify) | Facilities Related | Tennis/basketball/outdoor courts etc | Other Tennis/basketball/outdoor courts Issues | Y | N | Mixed Devt | Y | Y | Facilities | Other Tennis/basketball/outdoor courts Issues | to set
Lift no ventilation | Building Services | Lift/Lobby | Lift no ventilation | Y | N | Mixed Devt | Y | Y | Lift & Lobby | Lift no ventilation | to turn off
Lift not level/vibrate/noisy | Building Services | Lift/Lobby | Lift not level/vibrate/noisy | Y | N | Mixed Devt | Y | Y | Lift & Lobby | Lift not level/vibrate/noisy | to turn off
Ground Ponding/Crack/Potholes | Facilities Related | Tennis/basketball/outdoor courts etc | Outdoor Court ground ponding/crack/potholes | Y | N | Mixed Devt | Y | Y | Facilities | Outdoor court water ponding or flooring cracks/potholes | to set
Faulty Hanging Mobile | Facilities Related | Auditorium/Function/Meeting Room etc | Common room faulty hanging mobile | Y | N | Mixed Devt | Y | Y | Facilities | Common room faulty hanging mobile | to turn off
screen/aircon/fan/TV faulty | Facilities Related | Auditorium/Function/Meeting Room etc | Common room screen/aircon/fan/TV faulty | Y | N | Mixed Devt | Y | Y | Facilities | Common room screen/aircon/fan/TV faulty | to turn off
Socket/Lighting faulty | Facilities Related | Auditorium/Function/Meeting Room etc | Common room socket/lighting faulty | Y | N | Mixed Devt | Y | Y | Facilities | Common room socket/lighting faulty | to turn off
Floor/Wall Dirty/Stain Ceiling | Facilities Related | Auditorium/Function/Meeting Room etc | Common room stain ceiling/dirty wall/floor | Y | N | Mixed Devt | Y | Y | Facilities | Common room stain ceiling/dirty wall/floor | to turn off
Fallen plant/tree | Horticulture Services | Garden/Landscape | Fallen plant/tree | Y | C | Mixed Devt | Y | Y | Garden & Landscape | Fallen plant/tree | to set
Landscape-Others (Please Specify) | Horticulture Services | Garden/Landscape | Other garden/landscape issues | Y | N | Mixed Devt | Y | Y | Garden & Landscape | Other garden/landscape issues | to set
No Electrical power supply to socket outlet | M&E Services | Electrical | No electrical power supply to socket outlet | Y | N | Mixed Devt | Y | Y | Lighting & Electrical | No electrical power supply to socket outlet | to set
litter/stain/dirty/bin overflow | Facilities Related | BBQ Pit | BBQ Pit litter/stain/dirty/bin overflow | Y | N | Mixed Devt | Y | Y | Facilities | BBQ Pit litter/stain/dirty/bin overflow | to turn off
Faulty Lighting/Socket | Facilities Related | BBQ Pit | BBQ Pit socket/lighting faulty | Y | N | Mixed Devt | Y | Y | Facilities | BBQ Pit socket/lighting faulty | to turn off
table/chair missing or damaged | Facilities Related | BBQ Pit | BBQ Pit table/chair missing or damaged | Y | N | Mixed Devt | Y | Y | Facilities | BBQ Pit table/chair missing or damaged | to turn off
water tap damaged | Facilities Related | BBQ Pit | BBQ Pit water tap damaged | Y | N | Mixed Devt | Y | Y | Facilities | BBQ Pit water tap damaged | to turn off
Electrical-Others (Please specify) | M&E Services | Electrical | Other electrical Issues | Y | N | Mixed Devt | Y | Y | Lighting & Electrical | Other electrical issues | to set
Hanging Mobile faulty | Facilities Related | Gym | Gym hanging mobile faulty | Y | N | Mixed Devt | Y | Y | Facilities | Gym hanging mobile faulty | to turn off
TV/Screen/Aircon/Fan faulty | Facilities Related | Gym | Gym screen/aircon/fan/TV faulty | Y | N | Mixed Devt | Y | Y | Facilities | Gym screen/aircon/fan/TV faulty | to turn off
Faulty Socket/ Lighting | Facilities Related | Gym | Gym socket/lighting faulty | Y | N | Mixed Devt | Y | Y | Facilities | Gym socket/lighting faulty | to turn off
Wall/Floor dirty/Stain Wall | Facilities Related | Gym | Gym stain ceiling/dirty wall/floor | Y | N | Mixed Devt | Y | Y | Facilities | Gym stain ceiling/dirty wall/floor | to turn off
Lighting-Others (Please specify) | M&E Services | Lighting | Other lighting Issues | Y | N | Mixed Devt | Y | Y | Lighting & Electrical | Other lighting issues | to set
M&E-Others (Please Specify) | M&E Services | M&E Work | Other M&E Issues | Y | N | Mixed Devt | N | Y | Lighting & Electrical | Other M&E Issues | to set
Common Property | Other Services | Damages to properties | Common property | Y | N | Mixed Devt | N | Y | Building | Common property | to set
Damages-Others (Please Specify) | Other Services | Damages to properties | Other damages | Y | N | Mixed Devt | N | Y | Building | Other damages | to set
Flooring Ponding/Potholes/Damaged | Facilities Related | Playground | Playground ground ponding/potholes/damaged | Y | N | Mixed Devt | Y | Y | Facilities | Playground ground ponding/potholes/damaged | to turn off
Litter/Dirty/Stain | Facilities Related | Playground | Playground litter/dirty/stain | Y | N | Mixed Devt | Y | Y | Facilities | Playground litter/dirty/stain | to turn off
Lighting faulty | Facilities Related | Playground | Playground socket/lighting faulty | Y | N | Mixed Devt | Y | Y | Facilities | Playground socket/lighting faulty | to turn off
Fountain/water feature faulty | Facilities Related | Swimming Pool/Water Features | Fountain/water feature faulty | Y | N | Mixed Devt | Y | Y | Facilities | Fountain/water feature faulty | to turn off
Life buoy missing/damaged | Facilities Related | Swimming Pool/Water Features | Life buoy missing/damaged | Y | N | Mixed Devt | Y | Y | Facilities | Life buoy missing/damaged | to turn off
Feedback-Others (Please Specify) | Other Services | Feedback | Other feedback | Y | N | Mixed Devt | N | Y | Others | Other feedback | to set
Pool deck furniture missing/damage | Facilities Related | Swimming Pool/Water Features | Pool deck furniture missing/damage | Y | N | Mixed Devt | Y | Y | Facilities | Pool deck furniture missing/damage | to turn off
Lighting (above or underwater) faulty | Facilities Related | Swimming Pool/Water Features | Swimming pool/water feature lighting faulty (above or underwater) | Y | N | Mixed Devt | Y | Y | Facilities | Swimming pool/water feature lighting faulty (above or underwater) | to turn off
Injury-Others (Please Specify) | Other Services | Injury to persons | Other safety Issues | Y | N | Mixed Devt | Y | Y | Others | Safety issues | to set
Debonded tiles | Facilities Related | Swimming Pool/Water Features | Swimming pool/water feature with debonded tiles | Y | N | Mixed Devt | Y | Y | Facilities | Swimming pool/water feature with debonded tiles | to turn off
Tenant/Resident injured | Other Services | Injury to persons | Tenant/Resident injured | Y | N | Mixed Devt | Y | Y | Others | Incident involving residents | to set
Fading Lines | Facilities Related | Tennis/basketball/outdoor courts etc | Outdoor Court fading lines | Y | N | Mixed Devt | Y | Y | Facilities | Outdoor court lines faded | to turn off
Others - Please Specify | Other Services | Miscellaneous | Other issues | Y | N | Mixed Devt | Y | Y | Others | Other miscellaneous issues | to set
Stain/Litter/Dirty | Facilities Related | Tennis/basketball/outdoor courts etc | Outdoor Court litter/dirty/stain | Y | N | Mixed Devt | Y | Y | Facilities | Outdoor court dirty/stained/algae | to turn off
Net/Roller damaged | Facilities Related | Tennis/basketball/outdoor courts etc | Outdoor Court net/roller damaged | Y | N | Mixed Devt | Y | Y | Facilities | Outdoor court net/roller damaged | to turn off
Faulty Lighting | Facilities Related | Tennis/basketball/outdoor courts etc | Outdoor Court socket/lighting faulty | Y | N | Mixed Devt | Y | Y | Facilities | Outdoor court light/light fitting faulty | to turn off
Bee Hive | Pest Control | Pest/Animals | Bee Hive | Y | N | Mixed Devt | Y | Y | Pest & Animals | Bee hive or wasp nest | to turn off
Irregular fogging | Pest Control | Pest/Animals | Irregular fogging | Y | N | Mixed Devt | Y | Y | Pest & Animals | Irregular fogging | to turn off
Mosquitoes breeding ground | Pest Control | Pest/Animals | Mosquitoes breeding ground | Y | N | Mixed Devt | Y | Y | Pest & Animals | Mosquitoes | to turn off
Pest/Animals-Others (Please Specify) | Pest Control | Pest/Animals | Other pest or animal issues | Y | N | Mixed Devt | Y | Y | Pest & Animals | Other pest or animal issues | to set
Rodent/cockroaches/Termites/Ants | Pest Control | Pest/Animals | Rodent/cockroaches/termites/ants | Y | N | Mixed Devt | Y | Y | Pest & Animals | Rodent/cockroaches/termites/ants | to turn off
Snake/Monkey/Birds/Others | Pest Control | Pest/Animals | Snake/monkey/birds & etc | Y | N | Mixed Devt | Y | Y | Pest & Animals | Snakes/monkeys/birds | to turn off
Worms/caterpillars, etc | Pest Control | Pest/Animals | Worms/caterpillars, etc | Y | N | Mixed Devt | Y | Y | Pest & Animals | Worms/caterpillars/centipedes | to turn off
Cleaning equipment faulty | Sanitary & Plumbing | Cleanliness | Cleaning equipment faulty | Y | N | Mixed Devt | N | Y | Cleanliness | Cleaning equipment faulty | to turn off
Bins overflow | Sanitary & Plumbing | Cleanliness | Bins overflow | Y | N | Mixed Devt | Y | Y | Cleanliness | Bins overflow | to turn off
Floor not mopped | Sanitary & Plumbing | Cleanliness | Floor not mopped | Y | N | Mixed Devt | Y | Y | Cleanliness | Floor needs to be mopped | to turn off
Floor wet/slippery/ponding | Sanitary & Plumbing | Cleanliness | Floor wet/slippery/ponding | Y | N | Mixed Devt | Y | Y | Cleanliness | Floor is wet/slippery | to set
Lift/lift lobby Dirty/stain/rubbish | Sanitary & Plumbing | Cleanliness | Lift/lift lobby Dirty/stain/rubbish | Y | N | Mixed Devt | Y | Y | Cleanliness | Lift or lift lobby is dirty/stained | to turn off
Litter/Dirt/dust/cobweb/fallen leaves | Sanitary & Plumbing | Cleanliness | Litter/Dirt/dust/cobweb/fallen leaves | Y | N | Mixed Devt | Y | Y | Cleanliness | Litter/dirty/dusty/cobweb/leaf litter | to turn off
Odour | Sanitary & Plumbing | Cleanliness | Odour | Y | N | Mixed Devt | Y | Y | Cleanliness | Odour | to turn off
Cleanliness-Others (Please Specify) | Sanitary & Plumbing | Cleanliness | Other cleanliness issue | Y | N | Mixed Devt | Y | Y | Cleanliness | Other cleanliness issue | to set
Floor trap choke/overflow | Sanitary & Plumbing | Sanitary Work | Floor trap choke/overflow | Y | N | Mixed Devt | N | Y | Sanitary & Plumbing | Floor trap choke/overflow | to turn off
Grease trap full/not clear | Sanitary & Plumbing | Sanitary Work | Grease trap full/not clear | Y | N | Mixed Devt | N | Y | Sanitary & Plumbing | Grease trap full/not clear | to turn off
Low water pressure | Sanitary & Plumbing | Sanitary Work | Low water pressure | Y | N | Mixed Devt | N | Y | Sanitary & Plumbing | Low water pressure | to turn off
Manhole choke | Sanitary & Plumbing | Sanitary Work | Manhole choke | Y | N | Mixed Devt | N | Y | Sanitary & Plumbing | Manhole choke | to turn off
Plumbing & Sanitary Others | Sanitary & Plumbing | Sanitary Work | Other sanitary and plumbing issues | Y | N | Mixed Devt | N | Y | Sanitary & Plumbing | Other sanitary and plumbing issues | to set
Pump-transfer/booster/sump/ejector faulty | Sanitary & Plumbing | Sanitary Work | Pump-transfer/booster/sump/ejector faulty | Y | N | Mixed Devt | N | Y | Sanitary & Plumbing | Pump-transfer/booster/sump/ejector faulty | to turn off
Pipe burst/Tap leak/Choke | Sanitary & Plumbing | Sanitary Work | Pipe burst/tap leak/choke | Y | N | Mixed Devt | Y | Y | Sanitary & Plumbing | Pipe burst/tap leak/choke | to set
WC cover/seat damage | Sanitary & Plumbing | Toilet | WC cover/seat damage | Y | N | Mixed Devt | N | Y | Sanitary & Plumbing | WC cover/seat damage | to turn off
WC/Floor trap choke | Sanitary & Plumbing | Toilet | WC/Floor trap choke | Y | N | Mixed Devt | N | Y | Sanitary & Plumbing | WC/Floor trap choke | to turn off
Basin/tap/Flushing sensor faulty | Sanitary & Plumbing | Toilet | Basin/tap/flushing sensor faulty | Y | N | Mixed Devt | Y | Y | Sanitary & Plumbing | Basin/tap/flushing sensor faulty | to turn off
Litter/Stain/Dirty/Not cleaned | Sanitary & Plumbing | Toilet | Litter/stain/dirty/not cleaned | Y | N | Mixed Devt | Y | Y | Sanitary & Plumbing | Litter/stain/dirty/not cleaned | to set
Mirror damage/stain | Sanitary & Plumbing | Toilet | Mirror damage/stain | Y | N | Mixed Devt | Y | Y | Sanitary & Plumbing | Mirror damage/stain | to turn off
Toilet-Others (Please Specify) | Sanitary & Plumbing | Toilet | Other toilet related issues | Y | N | Mixed Devt | Y | Y | Sanitary & Plumbing | Other toilet related issues | to set
Toilet roll/Hand soap empty | Sanitary & Plumbing | Toilet | Toilet roll/hand soap empty | Y | N | Mixed Devt | Y | Y | Sanitary & Plumbing | Toilet roll/hand soap empty | to turn off
CCTV | Security Services | Security | CCTV | Y | N | Mixed Devt | N | Y | Security | CCTV | to set
Clocking device/points faulty | Security Services | Security | Clocking device/points faulty | Y | N | Mixed Devt | N | Y | Security | Clocking device/points faulty | to turn off
Enroachment/Obstruction | Security Services | Security | Encroachment/obstruction | Y | N | Mixed Devt | N | Y | Security | Encroachment onto corridor/common area | to turn off
Flyers Distribution | Security Services | Security | Flyers distribution | Y | N | Mixed Devt | Y | Y | Security | Flyers distribution | to turn off
Gantry barrier | Security Services | Security | Gantry barrier | Y | N | Mixed Devt | Y | Y | Security | Gantry barrier faulty | to turn off
Guardhouse not manned | Security Services | Security | Guardhouse not manned | Y | N | Mixed Devt | Y | Y | Security | Guardhouse not manned | to turn off
Guards Improper attire/rude/smoke/sleep | Security Services | Security | Guards: improper attire/rude/sleep | Y | N | Mixed Devt | Y | Y | Security | Guards not properly attired/rude/sleeping | to set
Indiscriminately parking of bicycles | Security Services | Security | Indiscriminate parking of bicycles | Y | N | Mixed Devt | Y | Y | Security | Indiscriminate parking of bicycles | to turn off
Security-Others (Please Specify) | Security Services | Security | Other security issues | Y | N | Mixed Devt | Y | Y | Security | Other security issues | to set
Phone calls not answered | Security Services | Security | Phone calls not answered | Y | N | Mixed Devt | Y | Y | Security | Guards not answering calls | to turn off
Smoking at non smoking area | Security Services | Security | Disturbance at common area | Y | N | Mixed Devt | Y | Y | Security | Disturbance at common area | to turn off
Alarm/Panel faulty | Systems | Fire Protection | Fire protection alarm/panel faulty | Y | N | Mixed Devt | N | Y | Others | Fire protection alarm/panel faulty | to set
Call points faulty | Systems | Fire Protection | Fire protection call points faulty | Y | N | Mixed Devt | N | Y | Others | Fire protection call points faulty | to turn off
Exit light faulty | Systems | Fire Protection | Fire protection exit light faulty | Y | N | Mixed Devt | N | Y | Others | Fire protection exit light faulty | to turn off
Fire door self-closing device faulty | Systems | Fire Protection | Fire door self-closing device faulty | Y | N | Mixed Devt | N | Y | Others | Fire door self-closing device faulty | to turn off
Fire Extinguisher expired | Systems | Fire Protection | Fire extinguisher expired | Y | N | Mixed Devt | N | Y | Others | Fire extinguisher expired | to turn off
Hosereel not secured/wear and tear | Systems | Fire Protection | Hosereel not secured/wear and tear | Y | N | Mixed Devt | N | Y | Others | Hosereel not secured/wear and tear | to turn off
Hosereel/Jockey pump faulty | Systems | Fire Protection | Hosereel/jockey pump faulty | Y | N | Mixed Devt | N | Y | Others | Hosereel/jockey pump faulty | to set
PA system faulty | Systems | Fire Protection | PA system faulty | Y | N | Mixed Devt | N | Y | Others | PA system faulty | to set
Sprinkler control valve/solenoid faulty | Systems | Fire Protection | Sprinkler control valve/solenoid faulty | Y | N | Mixed Devt | N | Y | Others | Sprinkler control valve/solenoid faulty | to turn off
Sprinkler pump faulty | Systems | Fire Protection | Sprinkler pump faulty | Y | N | Mixed Devt | N | Y | Others | Sprinkler pump faulty | to set
Fire Protection-Others (Please Specify) | Systems | Fire Protection | Other fire protection Issues | Y | N | Mixed Devt | Y | Y | Others | Fire protection & safety equipment issues | to set
Carparking System major failure | Systems | Major Services Failure | Carparking system major failure | Y | U | Mixed Devt | Y | Y | Services | Carpark equipment issues | to turn off
Fire | Systems | Major Services Failure | Fire | Y | C | Mixed Devt | Y | Y | Services | Fire | to set
Mantrap in lifts | Systems | Major Services Failure | Mantrap in lifts | Y | C | Mixed Devt | Y | Y | Lift & Lobby | Trapped in lift | to turn off
No Air cond supply | Systems | Major Services Failure | No aircon supply | Y | U | Mixed Devt | Y | Y | Services | Disruption to aircon supply | to turn off
No Electricity supply | Systems | Major Services Failure | No electricity supply | Y | U | Mixed Devt | Y | Y | Services | Disruption to electricity supply | to turn off
No supply of water | Systems | Major Services Failure | No supply of water | Y | U | Mixed Devt | Y | Y | Services | Disruption to supply of water | to turn off
Major services failure-Others (Please Specify) | Systems | Major Services Failure | Other services failure | Y | U | Mixed Devt | Y | Y | Services | Disruption to Other Services | to set
Autogate/Access Card/turnstile/barrier faulty | Systems | Security System | Autogate/access card/turnstile/barrier faulty | Y | N | Mixed Devt | N | Y | Security | Autogate/access card/turnstile/barrier faulty | to set
CCTV/NVR faulty | Systems | Security System | CCTV/NVR faulty | Y | N | Mixed Devt | N | Y | Security | CCTV/NVR faulty | to turn off
Faulty Cablings | Systems | Security System | Faulty cablings | Y | N | Mixed Devt | N | Y | Security | Faulty cablings | to turn off
Intercom faulty | Systems | Security System | Intercom faulty | Y | N | Mixed Devt | N | Y | Security | Intercom faulty | to turn off
Security system-Others (Please Specify) | Systems | Security System | Other security system Issues | Y | N | Mixed Devt | N | Y | Security | Other security system issues | to set

## Residential
Work Type [300]* | Parent Work Type [300] | New Work Type | New Type of Service | New Problem Code | Active [5]* | Work Priority [300] | Property Level [300] | Display in public / tenant app(Y/N) [1] Display in QR | Work Order(Y/N) [1] | Qommunity Category [300] | Resident Display [300] | remarks
Aircon insulation damaged/condensation | 1. Air-Conditioning | ACMV Services | Air-Conditioning | Aircon insulation damaged/condensation | Y | N | Residential | N | Y | Aircon | Aircon insulation damaged/condensation | to turn off
Aircon not cold | 1. Air-Conditioning | ACMV Services | Air-Conditioning | Aircon not cold | Y | N | Residential | Y | Y | Aircon | Aircon not cold | to set
Air-conditioning-Others (Please Specify) | 1. Air-Conditioning | ACMV Services | Air-Conditioning | Other aircon fault | Y | N | Residential | Y | Y | Aircon | Other aircon issues | to set
Exhaust/smell/smoky/fan faulty | 1. Air-Conditioning | ACMV Services | Air-Conditioning | Exhaust/smell/smoky/fan faulty | Y | N | Residential | N | Y | Aircon | Exhaust/smell/smoky/fan faulty | to turn off
FCU faulty | 1. Air-Conditioning | ACMV Services | Air-Conditioning | FCU faulty | Y | N | Residential | N | Y | Aircon | FCU faulty | to turn off
Mechanical Ventilation faulty | 1. Air-Conditioning | ACMV Services | Air-Conditioning | Mechanical Ventilation faulty | Y | N | Residential | N | Y | Aircon | Mechanical Ventilation faulty | to turn off
Building-Others (Please specify) | 1. Building | Building Services | Building Work | Other Building Issues | Y | N | Residential | Y | Y | Building | Other building issues | to set
Ceiling Stain/moisture/spalling | 1. Building | Building Services | Building Work | Ceiling or wall stain/moisture/spalling | Y | N | Residential | Y | Y | Building | Ceiling stain/moisture seepage/concrete cracked | to turn off
Ceiling/wall paint peeling off | 1. Building | Building Services | Building Work | Ceiling or wall paint damaged | Y | N | Residential | Y | Y | Building | Ceiling or wall paint damaged | to turn off
Door cannot open/close properly | 1. Building | Building Services | Building Work | Door cannot open/close properly | Y | N | Residential | Y | Y | Building | Door cannot open/close properly | to turn off
Drain choke/cover missing | 1. Building | Building Services | Building Work | Drain choke/cover missing | Y | N | Residential | Y | Y | Building | Drain choke/cover missing | to turn off
Driveway/Curb/Road hump damaged/Dirty/Water ponding | 1. Building | Building Services | Building Work | Driveway/Curb/Road hump damaged/Dirty/Water ponding | Y | N | Residential | Y | Y | Building | Damage to driveway/curb/road/water ponding | to turn off
Fence/Gate damage | 1. Building | Building Services | Building Work | Fence/Gate damage | Y | N | Residential | Y | Y | Building | Damage to fence/gate | to turn off
Floor crack/potholes | 1. Building | Building Services | Building Work | Floor crack/potholes | Y | N | Residential | Y | Y | Building | Flooring cracks/potholes | to turn off
Handrail rust/damaged | 1. Building | Building Services | Building Work | Handrail rust/damaged | Y | N | Residential | Y | Y | Building | Handrail rusted/damaged | to turn off
Lampost Lighting not working | 1. Building | Building Services | Building Work | Lamp post Lighting not working | Y | N | Residential | Y | Y | Building | Lamp post light not working | to turn off
Other Structures damaged | 1. Building | Building Services | Building Work | Building Structures damaged | Y | N | Residential | N | Y | Building | Damage to building/structure | to set
Roof Leak | 1. Building | Building Services | Building Work | Roof Leak | Y | N | Residential | Y | Y | Building | Building roof leak | to turn off
Signages damage | 1. Building | Building Services | Building Work | Building Signages damage | Y | N | Residential | Y | Y | Building | Building signage damaged | to turn off
Tile chipped/debonded | 1. Building | Building Services | Building Work | Tile chipped/debonded | Y | N | Residential | Y | Y | Building | Tile chipped/debonded | to turn off
Walkway/Gate/Fencing/Signages damaged | 1. Building | Building Services | Building Work | Walkway/Gate/Fencing/Signages damaged | Y | N | Residential | Y | Y | Building | Damage to walkway/gate/fencing | to turn off
Wall/Window crack/seepage/damage | 1. Building | Building Services | Building Work | Wall/Window crack/seepage/damage | Y | N | Residential | Y | Y | Building | Wall/Window crack/seepage/damage | to turn off
Barrier/Parking Guidance System/Socket/Light faulty | 1. Carpark | Building Services | Carpark | Barrier/Parking Guidance System/Socket/Light faulty | Y | N | Residential | N | Y | Carpark | Barrier/Parking Guidance System/Socket/Light faulty | to set
Carpark-Others (Please Specify) | 1. Carpark | Building Services | Carpark | Others carpark issues | Y | N | Residential | Y | Y | Carpark | Other carpark issues | to set
Line/painting and other finishes | 1. Carpark | Building Services | Carpark | Line/painting and other finishes | Y | N | Residential | Y | Y | Carpark | Line/painting and other finishes | to turn off
Litter/Dirty/stains | 1. Carpark | Building Services | Carpark | Litter/Dirty/stains | Y | N | Residential | N | Y | Carpark | Litter/Dirty/stains | to turn off
NETS Terminal and related issues | 1. Carpark | Building Services | Carpark | NETS Terminal and related issues | Y | N | Residential | Y | Y | Carpark | NETS Terminal and related issues | to turn off
Seepage/Water Ponding/Pot holes | 1. Carpark | Building Services | Carpark | Seepage/Water Ponding/Pot holes | Y | N | Residential | Y | Y | Carpark | Seepage/Water Ponding/Pot holes | to turn off
Common Areas-Others (Please Specify) | 1. Common Areas | Building Services | Common Areas | Other Common Areas Issues | Y | N | Residential | Y | Y | Facilities | Other Common Areas Issues | to set
Dirty/Litter/Stain | 1. Common Areas | Building Services | Common Areas | Common Area Dirty/Litter/Stain | Y | N | Residential | Y | Y | Facilities | Common Area Dirty/Litter/Stain | to set
Lighting Faulty | 1. Common Areas | Building Services | Common Areas | Common Area Light faulty | Y | N | Residential | Y | Y | Facilities | Common Area Light faulty | to turn off
Lines Fading | 1. Common Areas | Building Services | Common Areas | Common Lines Fading | Y | N | Residential | N | Y | Facilities | Common Lines Fading | to turn off
Potholes/Ground Ponding/Crack | 1. Common Areas | Building Services | Common Areas | Common Area Potholes/Ground Ponding/Crack | Y | N | Residential | Y | Y | Facilities | Common Area Potholes/Ground Ponding/Crack | to set
Big Gaps (Gap> xxmm) | 1. Escalator/Travellator | Building Services | Escalator/Travellator | Big Gaps (Gap> xxmm) | Y | N | Residential | N | Y | Lift & Lobby | Big Gaps (Gap> xxmm) | to turn off
Breakdown | 1. Escalator/Travellator | Building Services | Escalator/Travellator | Escalator/Travellator Breakdown | Y | N | Residential | N | Y | Lift & Lobby | Escalator/Travellator Breakdown | to set
Escalator/Travellator-Others (Please Specify) | 1. Escalator/Travellator | Building Services | Escalator/Travellator | Other Escalator/Travellator Issues | Y | N | Residential | N | Y | Lift & Lobby | Other Escalator/Travellator Issues | to set
Handrail damage | 1. Escalator/Travellator | Building Services | Escalator/Travellator | Handrail damage | Y | N | Residential | N | Y | Lift & Lobby | Handrail damage | to turn off
Noise/vibration/jerky movements | 1. Escalator/Travellator | Building Services | Escalator/Travellator | Noise/vibration/jerky movements | Y | N | Residential | N | Y | Lift & Lobby | Noise/vibration/jerky movements | to turn off
Lift Door cannot close | 1. Lift/Lobby | Building Services | Lift/Lobby | Lift Door cannot close | Y | N | Residential | Y | Y | Lift & Lobby | Lift Door cannot close | to set
Lift no ventilation | 1. Lift/Lobby | Building Services | Lift/Lobby | Lift no ventilation | Y | N | Residential | Y | Y | Lift & Lobby | Lift no ventilation | to turn off
Lift sensor faulty | 1. Lift/Lobby | Building Services | Lift/Lobby | Lift sensor faulty | Y | N | Residential | N | Y | Lift & Lobby | Lift sensor faulty | to turn off
Lift not level/vibrate/noisy | 1. Lift/Lobby | Building Services | Lift/Lobby | Lift not level/vibrate/noisy | Y | N | Residential | Y | Y | Lift & Lobby | Lift not level/vibrate/noisy | to turn off
Lift/Lobby light/Indicator/Button/Intercom/Lift sensor faulty | 1. Lift/Lobby | Building Services | Lift/Lobby | Lift/Lobby light/Indicator/Button/Intercom/Lift sensor faulty | Y | N | Residential | N | Y | Lift & Lobby | Lift/Lobby light/Indicator/Button/Intercom/Lift sensor faulty | to set
Lift/Lobby-Others (Please specify) | 1. Lift/Lobby | Building Services | Lift/Lobby | Other Lift/Lobby Issues | Y | N | Residential | Y | Y | Lift & Lobby | Other Lift/Lobby Issues | to set
Auditorium/Function/Meeting Room-Others (Please specify) | 3. Auditorium/Function/Meeting Room etc | Facilities Related | Auditorium/Function/Meeting Room etc | Others auditorium/function/meeting room issues | Y | N | Residential | Y | Y | Facilities | Others auditorium/function/meeting room issues | to set
Floor/Wall Dirty/Stain Ceiling | 3. Auditorium/Function/Meeting Room etc | Facilities Related | Auditorium/Function/Meeting Room etc | Common room stain ceiling/dirty wall/floor | Y | N | Residential | Y | Y | Facilities | Common room stain ceiling/dirty wall/floor | to turn off
Screen/Aircon/Fan/TV faulty | 3. Auditorium/Function/Meeting Room etc | Facilities Related | Auditorium/Function/Meeting Room etc | Common room screen/aircon/fan/TV faulty | Y | N | Residential | Y | Y | Facilities | Common room screen/aircon/fan/TV faulty | to turn off
Socket/Lighting faulty | 3. Auditorium/Function/Meeting Room etc | Facilities Related | Auditorium/Function/Meeting Room etc | Common room socket/lighting faulty | Y | N | Residential | Y | Y | Facilities | Common room socket/lighting faulty | to turn off
Table/Chair/Equipment/Signboard missing or damaged | 3. Auditorium/Function/Meeting Room etc | Facilities Related | Auditorium/Function/Meeting Room etc | Common room table/chair/equipment/signboard missing or damaged | Y | N | Residential | Y | Y | Facilities | Common room table/chair/equipment/signboard missing or damaged | to turn off
BBQ Pit-Others (Please specify) | 5. BBQ Pit | Facilities Related | BBQ Pit | Other BBQ Pit issues | Y | N | Residential | Y | Y | Facilities | Other BBQ Pit issues | to set
Faulty Lighting/Socket | 5. BBQ Pit | Facilities Related | BBQ Pit | BBQ Pit socket/lighting faulty | Y | N | Residential | Y | Y | Facilities | BBQ Pit socket/lighting faulty | to turn off
Litter/Stain/Dirty/Bin overflow | 5. BBQ Pit | Facilities Related | BBQ Pit | BBQ Pit litter/stain/dirty/bin overflow | Y | N | Residential | Y | Y | Facilities | BBQ Pit litter/stain/dirty/bin overflow | to turn off
Pit Dirty/damaged | 5. BBQ Pit | Facilities Related | BBQ Pit | BBQ Pit dirty/damaged | Y | N | Residential | Y | Y | Facilities | BBQ Pit dirty/damaged | to set
Table/chair missing or damaged | 5. BBQ Pit | Facilities Related | BBQ Pit | BBQ Pit table/chair missing or damaged | Y | N | Residential | Y | Y | Facilities | BBQ Pit table/chair missing or damaged | to turn off
Water Tap damaged | 5. BBQ Pit | Facilities Related | BBQ Pit | BBQ Pit water tap damaged | Y | N | Residential | Y | Y | Facilities | BBQ Pit water tap damaged | to turn off
Chair/Equipment/Signboard/Table missing or damaged | 6. Gym | Facilities Related | Gym | Gym table/chair/equipment/signboard missing or damaged | Y | N | Residential | Y | Y | Facilities | Gym table/chair/equipment/signboard missing or damaged | to set
Faulty Socket/ Lighting | 6. Gym | Facilities Related | Gym | Gym socket/lighting faulty | Y | N | Residential | Y | Y | Facilities | Gym socket/lighting faulty | to turn off
Gym-Others (Please specify) | 6. Gym | Facilities Related | Gym | Other Gym Issues | Y | N | Residential | Y | Y | Facilities | Other Gym Issues | to set
TV/Screen/Aircon/Fan faulty | 6. Gym | Facilities Related | Gym | Gym screen/aircon/fan/TV faulty | Y | N | Residential | Y | Y | Facilities | Gym screen/aircon/fan/TV faulty | to turn off
Wall/Floor dirty/Stain Wall | 6. Gym | Facilities Related | Gym | Gym stain ceiling/dirty wall/floor | Y | N | Residential | Y | Y | Facilities | Gym stain ceiling/dirty wall/floor | to turn off
Equipment damaged | 7. Playground | Facilities Related | Playground | Playground equipment damaged | Y | N | Residential | Y | Y | Facilities | Playground equipment damaged | to turn off
Flooring Ponding/Potholes/Damaged | 7. Playground | Facilities Related | Playground | Playground ground ponding/potholes/damaged | Y | N | Residential | Y | Y | Facilities | Playground ground ponding/potholes/damaged | to turn off
Lighting faulty | 7. Playground | Facilities Related | Playground | Playground socket/lighting faulty | Y | N | Residential | Y | Y | Facilities | Playground socket/lighting faulty | to turn off
Litter/Dirty/Stain | 7. Playground | Facilities Related | Playground | Playground litter/dirty/stain | Y | N | Residential | Y | Y | Facilities | Playground litter/dirty/stain | to set
Playground-Others (Please specify) | 7. Playground | Facilities Related | Playground | Other playground issues | Y | N | Residential | Y | Y | Facilities | Other playground issues | to set
Algae/cloudy water | 8. Swimming Pool/Water Features | Facilities Related | Swimming Pool/Water Features | Swimming pool/water feature with algae/cloudy water | Y | N | Residential | Y | Y | Facilities | Swimming pool/water feature with algae/cloudy water | to set
Fountain/water feature faulty | 8. Swimming Pool/Water Features | Facilities Related | Swimming Pool/Water Features | Fountain/water feature faulty | Y | N | Residential | Y | Y | Facilities | Fountain/water feature faulty | to turn off
Life buoy missing/damaged | 8. Swimming Pool/Water Features | Facilities Related | Swimming Pool/Water Features | Life buoy missing/damaged | Y | N | Residential | Y | Y | Facilities | Life buoy missing/damaged | to turn off
Lighting (above or underwater) faulty | 8. Swimming Pool/Water Features | Facilities Related | Swimming Pool/Water Features | Swimming pool/water feature lighting faulty (above or underwater) | Y | N | Residential | Y | Y | Facilities | Swimming pool/water feature lighting faulty (above or underwater) | to turn off
Pool deck furniture missing/damage | 8. Swimming Pool/Water Features | Facilities Related | Swimming Pool/Water Features | Pool deck furniture missing/damage | Y | N | Residential | Y | Y | Facilities | Pool deck furniture missing/damage | to turn off
Water features-Others (Please Specify) | 8. Swimming Pool/Water Features | Facilities Related | Swimming Pool/Water Features | Other swimming pool/water features issues | Y | N | Residential | Y | Y | Facilities | Other swimming pool/water features issues | to set
Fading Lines | 4. Tennis/basketball/outdoor courts etc | Facilities Related | Tennis/basketball/outdoor courts etc | Outdoor Court fading lines | Y | N | Residential | Y | Y | Facilities | Outdoor court lines faded | to turn off
Faulty Lighting | 4. Tennis/basketball/outdoor courts etc | Facilities Related | Tennis/basketball/outdoor courts etc | Outdoor Court socket/lighting faulty | Y | N | Residential | Y | Y | Facilities | Outdoor court light/light fitting faulty | to turn off
Ground Ponding/Crack/Potholes | 4. Tennis/basketball/outdoor courts etc | Facilities Related | Tennis/basketball/outdoor courts etc | Outdoor Court ground ponding/crack/potholes | Y | N | Residential | Y | Y | Facilities | Outdoor court water ponding or flooring cracks/potholes | to set
Net/Roller damaged | 4. Tennis/basketball/outdoor courts etc | Facilities Related | Tennis/basketball/outdoor courts etc | Outdoor Court net/roller damaged | Y | N | Residential | Y | Y | Facilities | Outdoor court net/roller damaged | to turn off
Stain/Litter/Dirty | 4. Tennis/basketball/outdoor courts etc | Facilities Related | Tennis/basketball/outdoor courts etc | Outdoor Court litter/dirty/stain | Y | N | Residential | Y | Y | Facilities | Outdoor court dirty/stained/algae | to turn off
Tennis/basketball/outdoor courts etc-Others (Please Specify) | 4. Tennis/basketball/outdoor courts etc | Facilities Related | Tennis/basketball/outdoor courts etc | Other Tennis/basketball/outdoor courts Issues | Y | N | Residential | Y | Y | Facilities | Other Tennis/basketball/outdoor courts Issues | to set
Algae/Bald/Long turf area | 1. Garden/Landscape | Horticulture Services | Garden/Landscape | Algae/bald/long turf area | Y | N | Residential | Y | Y | Garden & Landscape | Algae/bald/long turf area | to turn off
Fallen plant/tree | 1. Garden/Landscape | Horticulture Services | Garden/Landscape | Fallen plant/tree | Y | N | Residential | Y | Y | Garden & Landscape | Fallen plant/tree | to set
Landscape-Others (Please Specify) | 1. Garden/Landscape | Horticulture Services | Garden/Landscape | Other garden/landscape issues | Y | N | Residential | Y | Y | Garden & Landscape | Other garden/landscape issues | to set
Overgrown plant/tree | 1. Garden/Landscape | Horticulture Services | Garden/Landscape | Overgrown plant/tree | Y | N | Residential | Y | Y | Garden & Landscape | Overgrown plant/tree | to turn off
Soil erosion/Sunken soil level | 1. Garden/Landscape | Horticulture Services | Garden/Landscape | Soil erosion/sunken soil level | Y | N | Residential | Y | Y | Garden & Landscape | Soil erosion/sunken soil level | to turn off
Withered Plant | 1. Garden/Landscape | Horticulture Services | Garden/Landscape | Withered Plant | Y | N | Residential | Y | Y | Garden & Landscape | Plants withered | to turn off
Electrical-Others (Please specify) | 2. Electrical Power supply | M&E Services | Electrical | Other electrical Issues | Y | N | Residential | Y | Y | Lighting & Electrical | Other electrical issues | to set
No Electrical power supply to socket outlet | 2. Electrical Power supply | M&E Services | Electrical | No electrical power supply to socket outlet | Y | N | Residential | Y | Y | Lighting & Electrical | No electrical power supply to socket outlet | to turn off
No Electrical Power supply to unit/house | 2. Electrical Power supply | M&E Services | Electrical | No electrical Power supply to unit/house | Y | N | Residential | Y | Y | Lighting & Electrical | Disruption to electricity supply | to set
Humming sound from light fitting | 1. Lighting | M&E Services | Lighting | Humming sound from light fitting | Y | N | Residential | Y | Y | Lighting & Electrical | Faulty light fitting | to turn off
Light tubes blown | 1. Lighting | M&E Services | Lighting | Light tubes blown | Y | N | Residential | Y | Y | Lighting & Electrical | Lights blown | to set
Lighting-Others (Please specify) | 1. Lighting | M&E Services | Lighting | Other lighting Issues | Y | N | Residential | Y | Y | Lighting & Electrical | Other lighting issues | to set
Lamposts faulty | 3. M&E | M&E Services | Lighting | Lamp post faulty | Y | N | Residential | N | Y | Lighting & Electrical | Lamp post faulty | to turn off
BAS faulty - Chiller/FCC room | 3. M&E | M&E Services | M&E Work | BAS faulty - Chiller/FCC room | Y | N | Residential | N | Y | Lighting & Electrical | BAS faulty - Chiller/FCC room | to turn off
DB Connectors burnt | 3. M&E | M&E Services | M&E Work | DB connectors burnt | Y | N | Residential | N | Y | Lighting & Electrical | DB connectors burnt | to set
Electrical isolators/sockets faulty | 3. M&E | M&E Services | M&E Work | Electrical isolators/sockets faulty | Y | N | Residential | N | Y | Lighting & Electrical | Electrical isolators/sockets faulty | to set
Electrical Riser DB trip | 3. M&E | M&E Services | M&E Work | Electrical riser DB trip | Y | N | Residential | N | Y | Lighting & Electrical | Electrical riser DB trip | to turn off
Electrical Timers faulty | 3. M&E | M&E Services | M&E Work | Electrical timers faulty | Y | N | Residential | N | Y | Lighting & Electrical | Electrical timers faulty | to turn off
Generator set oil leakeage/faulty | 3. M&E | M&E Services | M&E Work | Generator set oil leakeage/faulty | Y | N | Residential | N | Y | Lighting & Electrical | Generator set oil leakeage/faulty | to turn off
Lighting points faulty | 3. M&E | M&E Services | M&E Work | Lighting points faulty | Y | N | Residential | N | Y | Lighting & Electrical | Lighting points faulty | to turn off
Lightning strip/rod damaged | 3. M&E | M&E Services | M&E Work | Lightning strip/rod damaged | Y | N | Residential | N | Y | Lighting & Electrical | Lightning strip/rod damaged | to turn off
LT/HT Switchroom trip | 3. M&E | M&E Services | M&E Work | LT/HT switchroom trip | Y | N | Residential | N | Y | Lighting & Electrical | LT/HT switchroom trip | to turn off
M&E-Others (Please Specify) | 3. M&E | M&E Services | M&E Work | Other M&E Issues | Y | N | Residential | N | Y | Lighting & Electrical | Other M&E Issues | to set
MATV faulty | 3. M&E | M&E Services | M&E Work | MATV faulty | Y | N | Residential | N | Y | Lighting & Electrical | MATV faulty | to turn off
MDF room trip | 3. M&E | M&E Services | M&E Work | MDF room trip | Y | N | Residential | N | Y | Lighting & Electrical | MDF room trip | to turn off
TAS riser trip | 3. M&E | M&E Services | M&E Work | TAS riser trip | Y | N | Residential | N | Y | Lighting & Electrical | TAS riser trip | to turn off
At Common Property | 1. Criminal case (theft, shoplift, molest ..) | Other Services | Criminal case (theft, shoplift, molest ..) | At Common Property | Y | N | Residential | Y | Y | Others | Other common area issues | to turn off
Criminal cases-Others (Please Specify) | 1. Criminal case (theft, shoplift, molest ..) | Other Services | Criminal case (theft, shoplift, molest ..) | Other Criminal cases | Y | N | Residential | Y | Y | Others | Criminal activities | to set
Tenant/Residential Unit | 1. Criminal case (theft, shoplift, molest ..) | Other Services | Criminal case (theft, shoplift, molest ..) | Tenant/Residential Unit | Y | N | Residential | Y | Y | Others | Criminal activities involving resident(s) | to turn off
Common Property | 2. Damages to properties | Other Services | Damages to properties | Common property | Y | N | Residential | N | Y | Building | Common property | to set
Damages-Others (Please Specify) | 2. Damages to properties | Other Services | Damages to properties | Other damages | Y | N | Residential | N | Y | Building | Other damages | to set
Tenant/Resident unit | 2. Damages to properties | Other Services | Damages to properties | Tenant/resident unit | Y | N | Residential | N | Y | Building | Tenant/resident unit | to turn off
Feedback-Others (Please Specify) | 5. Feedback | Other Services | Feedback | Other feedback | Y | N | Residential | N | Y | Others | Other feedback | to set
From Public | 5. Feedback | Other Services | Feedback | Public feedback | Y | N | Residential | N | Y | Others | Public feedback | to turn off
From Tenant/Resident | 5. Feedback | Other Services | Feedback | Tenant/Resident feedback | Y | N | Residential | Y | Y | Others | Feedback on noise/smoke from neighbouring unit | to set
Injury-Others (Please Specify) | 3. Injury to persons | Other Services | Injury to persons | Other safety Issues | Y | N | Residential | Y | Y | Others | Safety issues | to set
Tenant/Resident injured | 3. Injury to persons | Other Services | Injury to persons | Tenant/Resident injured | Y | N | Residential | Y | Y | Others | Incident involving residents | to turn off
Visitor/customer injured | 3. Injury to persons | Other Services | Injury to persons | Visitor/customer injured | Y | N | Residential | Y | Y | Others | Incident involving visitors | to turn off
Encroachment/Touting | 6. Leases | Other Services | Leases | Encroachment/touting | Y | N | Residential | Y | Y | Others | Encroachment onto corridor/common area | to turn off
Leases-Others (Please Specify) | 6. Leases | Other Services | Leases | Other leases related Issues | Y | N | Residential | Y | Y | Others | Leasing related issues | to turn off
Operating hours | 6. Leases | Other Services | Leases | Operating hours | Y | N | Residential | Y | Y | Others | Operating hours | to set
Others - Please Specify | 7. Others | Other Services | Miscellaneous | Other issues | Y | N | Residential | Y | Y | Others | Other miscellaneous issues | to set
Bee Hive | 1. Pest/Animals | Pest Control | Pest/Animals | Bee Hive | Y | N | Residential | Y | Y | Pest & Animals | Bee hive or wasp nest | to turn off
Mosquitoes breeding ground | 1. Pest/Animals | Pest Control | Pest/Animals | Mosquitoes breeding ground | Y | N | Residential | Y | Y | Pest & Animals | Mosquitoes | to turn off
Pest/Animals-Others (Please Specify) | 1. Pest/Animals | Pest Control | Pest/Animals | Other pest or animal issues | Y | N | Residential | Y | Y | Pest & Animals | Other pest or animal issues | to set
Rodent/cockroaches/Termites/Ants | 1. Pest/Animals | Pest Control | Pest/Animals | Rodent/cockroaches/termites/ants | Y | N | Residential | Y | Y | Pest & Animals | Rodent/cockroaches/termites/ants | to set
Snake/Monkey/Birds/Others | 1. Pest/Animals | Pest Control | Pest/Animals | Snake/monkey/birds & etc | Y | N | Residential | Y | Y | Pest & Animals | Snakes/monkeys/birds | to turn off
Worms/caterpillars, etc | 1. Pest/Animals | Pest Control | Pest/Animals | Worms/caterpillars, etc | Y | N | Residential | Y | Y | Pest & Animals | Worms/caterpillars/centipedes | to turn off
Bins overflow | 1. Cleanliness | Sanitary & Plumbing | Cleanliness | Bins overflow | Y | N | Residential | Y | Y | Cleanliness | Bins overflow | to turn off
Cleanliness-Others (Please Specify) | 1. Cleanliness | Sanitary & Plumbing | Cleanliness | Other cleanliness issue | Y | N | Residential | Y | Y | Cleanliness | Other cleanliness issue | to set
Floor wet/slippery/ponding | 1. Cleanliness | Sanitary & Plumbing | Cleanliness | Floor wet/slippery/ponding | Y | N | Residential | Y | Y | Cleanliness | Floor is wet/slippery | to turn off
Lift/lift lobby Dirty/stain/rubbish | 1. Cleanliness | Sanitary & Plumbing | Cleanliness | Lift/lift lobby Dirty/stain/rubbish | Y | N | Residential | Y | Y | Cleanliness | Lift or lift lobby is dirty/stained | to set
Litter/Dirt/dust/cobweb/fallen leaves | 1. Cleanliness | Sanitary & Plumbing | Cleanliness | Litter/Dirt/dust/cobweb/fallen leaves | Y | N | Residential | Y | Y | Cleanliness | Litter/dirty/dusty/cobweb/leaf litter | to turn off
Odour | 1. Cleanliness | Sanitary & Plumbing | Cleanliness | Odour | Y | N | Residential | Y | Y | Cleanliness | Odour | to turn off
Floor trap choke/overflow | 1. Plumbing & Sanitary | Sanitary & Plumbing | Sanitary Work | Floor trap choke/overflow | Y | N | Residential | N | Y | Sanitary & Plumbing | Floor trap choke/overflow | to turn off
Grease trap full/not clear | 1. Plumbing & Sanitary | Sanitary & Plumbing | Sanitary Work | Grease trap full/not clear | Y | N | Residential | N | Y | Sanitary & Plumbing | Grease trap full/not clear | to turn off
Low water pressure | 1. Plumbing & Sanitary | Sanitary & Plumbing | Sanitary Work | Low water pressure | Y | N | Residential | N | Y | Sanitary & Plumbing | Low water pressure | to turn off
Manhole choke | 1. Plumbing & Sanitary | Sanitary & Plumbing | Sanitary Work | Manhole choke | Y | N | Residential | N | Y | Sanitary & Plumbing | Manhole choke | to turn off
Pipe burst/Tap leak/Choke | 1. Plumbing & Sanitary | Sanitary & Plumbing | Sanitary Work | Pipe burst/tap leak/choke | Y | N | Residential | Y | Y | Sanitary & Plumbing | Pipe burst/tap leak/choke | to set
Plumbing & Sanitary Others | 1. Plumbing & Sanitary | Sanitary & Plumbing | Sanitary Work | Other sanitary and plumbing issues | Y | N | Residential | N | Y | Sanitary & Plumbing | Other sanitary and plumbing issues | to set
Basin/tap/Flushing sensor faulty | 2. Toilet | Sanitary & Plumbing | Toilet | Basin/tap/flushing sensor faulty | Y | N | Residential | Y | Y | Sanitary & Plumbing | Basin/tap/flushing sensor faulty | to turn off
Litter/Stain/Dirty/Not cleaned | 2. Toilet | Sanitary & Plumbing | Toilet | Litter/stain/dirty/not cleaned | Y | N | Residential | Y | Y | Sanitary & Plumbing | Litter/stain/dirty/not cleaned | to set
Mirror damage/stain | 2. Toilet | Sanitary & Plumbing | Toilet | Mirror damage/stain | Y | N | Residential | Y | Y | Sanitary & Plumbing | Mirror damage/stain | to turn off
Toilet roll/Hand soap empty | 2. Toilet | Sanitary & Plumbing | Toilet | Toilet roll/hand soap empty | Y | N | Residential | Y | Y | Sanitary & Plumbing | Toilet roll/hand soap empty | to turn off
Toilet-Others (Please Specify) | 2. Toilet | Sanitary & Plumbing | Toilet | Other toilet related issues | Y | N | Residential | Y | Y | Sanitary & Plumbing | Other toilet related issues | to set
WC cover/seat damage | 2. Toilet | Sanitary & Plumbing | Toilet | WC cover/seat damage | Y | N | Residential | N | Y | Sanitary & Plumbing | WC cover/seat damage | to turn off
Guardhouse not manned | 1. Security | Security Services | Security | Guardhouse not manned | Y | N | Residential | Y | Y | Security | Guardhouse not manned | to turn off
Guards Improper attire/rude/smoke/sleep | 1. Security | Security Services | Security | Guards: improper attire/rude/sleep | Y | N | Residential | Y | Y | Security | Guards not properly attired/rude/sleeping | to set
Indiscriminately parking of bicycles | 1. Security | Security Services | Security | Indiscriminate parking of bicycles | Y | N | Residential | Y | Y | Security | Indiscriminate parking of bicycles | to turn off
Phone calls not answered | 1. Security | Security Services | Security | Phone calls not answered | Y | N | Residential | Y | Y | Security | Guards not answering calls | to turn off
Security-Others (Please Specify) | 1. Security | Security Services | Security | Other security issues | Y | N | Residential | Y | Y | Security | Other security issues | to set
Smoking at non smoking area | 1. Security | Security Services | Security | Disturbance at common area | Y | N | Residential | Y | Y | Security | Disturbance at common area | to turn off
Alarm/Panel faulty | 2. Fire Protection | Systems | Fire Protection | Fire protection alarm/panel faulty | Y | N | Residential | N | Y | Others | Fire protection alarm/panel faulty | to set
Call points faulty | 2. Fire Protection | Systems | Fire Protection | Fire protection call points faulty | Y | N | Residential | N | Y | Others | Fire protection call points faulty | to turn off
Exit light faulty | 2. Fire Protection | Systems | Fire Protection | Fire protection exit light faulty | Y | N | Residential | N | Y | Others | Fire protection exit light faulty | to turn off
Fire door self-closing device faulty | 2. Fire Protection | Systems | Fire Protection | Fire door self-closing device faulty | Y | N | Residential | N | Y | Others | Fire door self-closing device faulty | to turn off
Fire Extinguisher expired | 2. Fire Protection | Systems | Fire Protection | Fire extinguisher expired | Y | N | Residential | N | Y | Others | Fire extinguisher expired | to turn off
Fire Protection-Others (Please Specify) | 2. Fire Protection | Systems | Fire Protection | Other fire protection Issues | Y | N | Residential | Y | Y | Others | Fire protection & safety equipment issues | to set
Hosereel not secured/wear and tear | 2. Fire Protection | Systems | Fire Protection | Hosereel not secured/wear and tear | Y | N | Residential | N | Y | Others | Hosereel not secured/wear and tear | to turn off
Hosereel/Jockey pump faulty | 2. Fire Protection | Systems | Fire Protection | Hosereel/jockey pump faulty | Y | N | Residential | N | Y | Others | Hosereel/jockey pump faulty | to set
PA system faulty | 2. Fire Protection | Systems | Fire Protection | PA system faulty | Y | N | Residential | N | Y | Others | PA system faulty | to set
Sprinkler control valve/solenoid faulty | 2. Fire Protection | Systems | Fire Protection | Sprinkler control valve/solenoid faulty | Y | N | Residential | N | Y | Others | Sprinkler control valve/solenoid faulty | to turn off
Sprinkler pump faulty | 2. Fire Protection | Systems | Fire Protection | Sprinkler pump faulty | Y | N | Residential | N | Y | Others | Sprinkler pump faulty | to set
Fire | 4. Major Services Failure | Systems | Major Services Failure | Fire | Y | N | Residential | Y | Y | Services | Fire | to turn off
Major services failure-Others (Please Specify) | 4. Major Services Failure | Systems | Major Services Failure | Other services failure | Y | N | Residential | Y | Y | Services | Disruption to Other Services | to set
Mantrap in lifts | 4. Major Services Failure | Systems | Major Services Failure | Mantrap in lifts | Y | N | Residential | Y | Y | Lift & Lobby | Trapped in lift | to turn off
No Air cond supply | 4. Major Services Failure | Systems | Major Services Failure | No aircon supply | Y | N | Residential | Y | Y | Services | Disruption to aircon supply | to turn off
No Electricity supply | 4. Major Services Failure | Systems | Major Services Failure | No electricity supply | Y | N | Residential | Y | Y | Services | Disruption to electricity supply | to turn off
No supply of water | 4. Major Services Failure | Systems | Major Services Failure | No supply of water | Y | N | Residential | Y | Y | Services | Disruption to supply of water | to turn off
Autogate/Access Card/turnstile/barrier faulty | 4. Security System | Systems | Security System | Autogate/access card/turnstile/barrier faulty | Y | N | Residential | N | Y | Security | Autogate/access card/turnstile/barrier faulty | to set
CCTV/NVR faulty | 4. Security System | Systems | Security System | CCTV/NVR faulty | Y | N | Residential | N | Y | Security | CCTV/NVR faulty | to turn off
Faulty Cablings | 4. Security System | Systems | Security System | Faulty cablings | Y | N | Residential | N | Y | Security | Faulty cablings | to turn off
Intercom faulty | 4. Security System | Systems | Security System | Intercom faulty | Y | N | Residential | N | Y | Security | Intercom faulty | to turn off
Security system-Others (Please Specify) | 4. Security System | Systems | Security System | Other security system Issues | Y | N | Residential | N | Y | Security | Other security system issues | to set

## Commercial
Work Type [300]* | Parent Work Type [300] | New Work Type | New Type of Service | New Problem Code | Active [5]* | Work Priority [300] | Property Level [300] | Display in public / tenant app(Y/N) [1] Display in QR | Work Order(Y/N) [1] | Qommunity Category [300] | Resident Display [300] | remarks
Aircon insulation damaged/condensation | 1. Air-Conditioning | ACMV Services | Air-Conditioning | Aircon insulation damaged/condensation | Y | N | Commercial | N | Y | Aircon | Aircon insulation damaged/condensation | to turn off
Aircon not cold | 1. Air-Conditioning | ACMV Services | Air-Conditioning | Aircon not cold | Y | N | Commercial | Y | Y | Aircon | Aircon not cold | to set
Exhaust/smell/smoky/fan faulty | 1. Air-Conditioning | ACMV Services | Air-Conditioning | Exhaust/smell/smoky/fan faulty | Y | N | Commercial | N | Y | Aircon | Exhaust/smell/smoky/fan faulty | to turn off
FCU faulty | 1. Air-Conditioning | ACMV Services | Air-Conditioning | FCU faulty | Y | N | Commercial | N | Y | Aircon | FCU faulty | to turn off
Mechanical Ventilation faulty | 1. Air-Conditioning | ACMV Services | Air-Conditioning | Mechanical Ventilation faulty | Y | N | Commercial | N | Y | Aircon | Mechanical Ventilation faulty | to turn off
Air-conditioning-Others (Please Specify) | 1. Air-Conditioning | ACMV Services | Air-Conditioning | Other aircon fault | Y | N | Commercial | Y | Y | Aircon | Other aircon issues | to set
Chilled water/makeup pumps faulty | 10. Chiller Room | ACMV Services | Chiller Plant/Room | Chilled water/makeup pumps faulty | Y | N | Commercial | N | Y | Facilities | Chilled water/makeup pumps faulty | to turn off
Chiller faulty | 10. Chiller Room | ACMV Services | Chiller Plant/Room | Chiller faulty | Y | N | Commercial | N | Y | Facilities | Chiller faulty | to set
Chiller Room-Others (Please Specify) | 10. Chiller Room | ACMV Services | Chiller Plant/Room | Other Chiller Issues | Y | N | Commercial | N | Y | Facilities | Other Chiller Issues | to set
Piping leakage/condensation | 10. Chiller Room | ACMV Services | Chiller Plant/Room | Piping leakage/condensation | Y | N | Commercial | N | Y | Facilities | Piping leakage/condensation | to turn off
Pressure/Temperature Gauges faulty | 10. Chiller Room | ACMV Services | Chiller Plant/Room | Pressure/Temperature Gauges faulty | Y | N | Commercial | N | Y | Facilities | Pressure/Temperature Gauges faulty | to turn off
Pump/Gate Valve faulty | 10. Chiller Room | ACMV Services | Chiller Plant/Room | Pump/Gate Valve faulty | Y | N | Commercial | N | Y | Facilities | Pump/Gate Valve faulty | to turn off
Signages damage | 1. Building | Building Services | Building Work | Building Signages damage | Y | N | Commercial | Y | Y | Building | Building signage damaged | to turn off
Other Structures damaged | 1. Building | Building Services | Building Work | Building Structures damaged | Y | N | Commercial | N | Y | Building | Damage to building/structure | to set
Ceiling Stain/moisture/spalling | 1. Building | Building Services | Building Work | Ceiling or wall stain/moisture/spalling | Y | N | Commercial | Y | Y | Building | Ceiling stain/moisture seepage/concrete cracked | to turn off
Ceiling/wall paint peeling off | 1. Building | Building Services | Building Work | Ceiling or wall paint damaged | Y | N | Commercial | Y | Y | Building | Ceiling or wall paint damaged | to turn off
Door cannot open/close properly | 1. Building | Building Services | Building Work | Door cannot open/close properly | Y | N | Commercial | Y | Y | Building | Door cannot open/close properly | to turn off
Drain choke/cover missing | 1. Building | Building Services | Building Work | Drain choke/cover missing | Y | N | Commercial | Y | Y | Building | Drain choke/cover missing | to turn off
Driveway/Curb/Road hump damaged/Dirty/Water ponding | 1. Building | Building Services | Building Work | Driveway/Curb/Road hump damaged/Dirty/Water ponding | Y | N | Commercial | Y | Y | Building | Damage to driveway/curb/road/water ponding | to turn off
Fence/Gate damage | 1. Building | Building Services | Building Work | Fence/Gate damage | Y | N | Commercial | Y | Y | Building | Damage to fence/gate | to turn off
Floor crack/potholes | 1. Building | Building Services | Building Work | Floor crack/potholes | Y | N | Commercial | Y | Y | Building | Flooring cracks/potholes | to turn off
Handrail rust/damaged | 1. Building | Building Services | Building Work | Handrail rust/damaged | Y | N | Commercial | Y | Y | Building | Handrail rusted/damaged | to turn off
Lampost Lighting not working | 1. Building | Building Services | Building Work | Lamp post Lighting not working | Y | N | Commercial | Y | Y | Building | Lamp post light not working | to turn off
Building-Others (Please specify) | 1. Building | Building Services | Building Work | Other Building Issues | Y | N | Commercial | Y | Y | Building | Other building issues | to set
Roof Leak | 1. Building | Building Services | Building Work | Roof Leak | Y | N | Commercial | Y | Y | Building | Building roof leak | to turn off
Tile chipped/debonded | 1. Building | Building Services | Building Work | Tile chipped/debonded | Y | N | Commercial | Y | Y | Building | Tile chipped/debonded | to turn off
Walkway/Gate/Fencing/Signages damaged | 1. Building | Building Services | Building Work | Walkway/Gate/Fencing/Signages damaged | Y | N | Commercial | Y | Y | Building | Damage to walkway/gate/fencing | to turn off
Wall/Window crack/seepage/damage | 1. Building | Building Services | Building Work | Wall/Window crack/seepage/damage | Y | N | Commercial | Y | Y | Building | Wall/Window crack/seepage/damage | to turn off
Barrier/Parking Guidance System/Socket/Light faulty | 1. Carpark | Building Services | Carpark | Barrier/Parking Guidance System/Socket/Light faulty | Y | N | Commercial | N | Y | Carpark | Barrier/Parking Guidance System/Socket/Light faulty | to set
Line/painting and other finishes | 1. Carpark | Building Services | Carpark | Line/painting and other finishes | Y | N | Commercial | Y | Y | Carpark | Line/painting and other finishes | to turn off
Litter/Dirty/stains | 1. Carpark | Building Services | Carpark | Litter/Dirty/stains | Y | N | Commercial | N | Y | Carpark | Litter/Dirty/stains | to turn off
NETS Terminal and related issues | 1. Carpark | Building Services | Carpark | NETS Terminal and related issues | Y | N | Commercial | Y | Y | Carpark | NETS Terminal and related issues | to turn off
Carpark-Others (Please Specify) | 1. Carpark | Building Services | Carpark | Others carpark issues | Y | N | Commercial | Y | Y | Carpark | Other carpark issues | to set
Seepage/Water Ponding/Pot holes | 1. Carpark | Building Services | Carpark | Seepage/Water Ponding/Pot holes | Y | N | Commercial | Y | Y | Carpark | Seepage/Water Ponding/Pot holes | to turn off
Dirty/Litter/Stain | 1. Common Areas | Building Services | Common Areas | Common Area Dirty/Litter/Stain | Y | N | Commercial | Y | Y | Facilities | Common Area Dirty/Litter/Stain | to turn off
Lighting Faulty | 1. Common Areas | Building Services | Common Areas | Common Area Light faulty | Y | N | Commercial | Y | Y | Facilities | Common Area Light faulty | to turn off
Potholes/Ground Ponding/Crack | 1. Common Areas | Building Services | Common Areas | Common Area Potholes/Ground Ponding/Crack | Y | N | Commercial | Y | Y | Facilities | Common Area Potholes/Ground Ponding/Crack | to set
Lines Fading | 1. Common Areas | Building Services | Common Areas | Common Lines Fading | Y | N | Commercial | N | Y | Facilities | Common Lines Fading | to turn off
Common Areas-Others (Please Specify) | 1. Common Areas | Building Services | Common Areas | Other Common Areas Issues | Y | N | Commercial | Y | Y | Facilities | Other Common Areas Issues | to set
Big Gaps (Gap> xxmm) | 1. Escalator/Travellator | Building Services | Escalator/Travellator | Big Gaps (Gap> xxmm) | Y | N | Commercial | N | Y | Lift & Lobby | Big Gaps (Gap> xxmm) | to turn off
Breakdown | 1. Escalator/Travellator | Building Services | Escalator/Travellator | Escalator/Travellator Breakdown | Y | N | Commercial | N | Y | Lift & Lobby | Escalator/Travellator Breakdown | to set
Handrail damage | 1. Escalator/Travellator | Building Services | Escalator/Travellator | Handrail damage | Y | N | Commercial | N | Y | Lift & Lobby | Handrail damage | to turn off
Noise/vibration/jerky movements | 1. Escalator/Travellator | Building Services | Escalator/Travellator | Noise/vibration/jerky movements | Y | N | Commercial | N | Y | Lift & Lobby | Noise/vibration/jerky movements | to turn off
Escalator/Travellator-Others (Please Specify) | 1. Escalator/Travellator | Building Services | Escalator/Travellator | Other Escalator/Travellator Issues | Y | N | Commercial | N | Y | Lift & Lobby | Other Escalator/Travellator Issues | to set
Lift Door cannot close | 1. Lift/Lobby | Building Services | Lift/Lobby | Lift Door cannot close | Y | N | Commercial | Y | Y | Lift & Lobby | Lift Door cannot close | to set
Lift no ventilation | 1. Lift/Lobby | Building Services | Lift/Lobby | Lift no ventilation | Y | N | Commercial | Y | Y | Lift & Lobby | Lift no ventilation | to turn off
Lift not level/vibrate/noisy | 1. Lift/Lobby | Building Services | Lift/Lobby | Lift not level/vibrate/noisy | Y | N | Commercial | Y | Y | Lift & Lobby | Lift not level/vibrate/noisy | to turn off
Lift sensor faulty | 1. Lift/Lobby | Building Services | Lift/Lobby | Lift sensor faulty | Y | N | Commercial | N | Y | Lift & Lobby | Lift sensor faulty | to turn off
Lift/Lobby light/Indicator/Button/Intercom/Lift sensor faulty | 1. Lift/Lobby | Building Services | Lift/Lobby | Lift/Lobby light/Indicator/Button/Intercom/Lift sensor faulty | Y | N | Commercial | N | Y | Lift & Lobby | Lift/Lobby light/Indicator/Button/Intercom/Lift sensor faulty | to set
Lift/Lobby-Others (Please specify) | 1. Lift/Lobby | Building Services | Lift/Lobby | Other Lift/Lobby Issues | Y | N | Commercial | Y | Y | Lift & Lobby | Other Lift/Lobby Issues | to set
Lighting/Socket faulty | 9. Atrium Space/Event Space | Facilities Related | Atrium Space/Event Space | Open Space socket/lighting faulty | Y | N | Commercial | N | Y | Facilities | Open Space socket/lighting faulty | to turn off
Stain Ceiling/Dirty Wall/Floor | 9. Atrium Space/Event Space | Facilities Related | Atrium Space/Event Space | Open Space stain ceiling/dirty wall/floor | Y | N | Commercial | N | Y | Facilities | Open Space stain ceiling/dirty wall/floor | to set
Equipment/Signboard/Chair/Table missing or damaged | 9. Atrium Space/Event Space | Facilities Related | Atrium Space/Event Space | Open Space table/chair/equipment/signboard missing or damaged | Y | N | Commercial | N | Y | Facilities | Open Space table/chair/equipment/signboard missing or damaged | to turn off
Screen/Aircon/TV/Fan faulty | 9. Atrium Space/Event Space | Facilities Related | Atrium Space/Event Space | Open Space TV/screen/aircon/fan faulty | Y | N | Commercial | N | Y | Facilities | Open Space TV/screen/aircon/fan faulty | to turn off
Atrium Space/Event Space-Others (Please specify) | 9. Atrium Space/Event Space | Facilities Related | Atrium Space/Event Space | Other atrium space/event space issues | Y | N | Commercial | N | Y | Facilities | Other atrium space/event space issues | to set
Screen/Aircon/Fan/TV faulty | 3. Auditorium/Function/Meeting Room etc | Facilities Related | Auditorium/Function/Meeting Room etc | Common room screen/aircon/fan/TV faulty | Y | N | Commercial | Y | Y | Facilities | Common room screen/aircon/fan/TV faulty | to turn off
Socket/Lighting faulty | 3. Auditorium/Function/Meeting Room etc | Facilities Related | Auditorium/Function/Meeting Room etc | Common room socket/lighting faulty | Y | N | Commercial | Y | Y | Facilities | Common room socket/lighting faulty | to turn off
Floor/Wall Dirty/Stain Ceiling | 3. Auditorium/Function/Meeting Room etc | Facilities Related | Auditorium/Function/Meeting Room etc | Common room stain ceiling/dirty wall/floor | Y | N | Commercial | Y | Y | Facilities | Common room stain ceiling/dirty wall/floor | to set
Table/Chair/Equipment/Signboard missing or damaged | 3. Auditorium/Function/Meeting Room etc | Facilities Related | Auditorium/Function/Meeting Room etc | Common room table/chair/equipment/signboard missing or damaged | Y | N | Commercial | Y | Y | Facilities | Common room table/chair/equipment/signboard missing or damaged | to turn off
Auditorium/Function/Meeting Room-Others (Please specify) | 3. Auditorium/Function/Meeting Room etc | Facilities Related | Auditorium/Function/Meeting Room etc | Others auditorium/function/meeting room issues | Y | N | Commercial | Y | Y | Facilities | Others auditorium/function/meeting room issues | to set
Algae/Bald/Long turf area | 1. Garden/Landscape | Horticulture Services | Garden/Landscape | Algae/bald/long turf area | Y | N | Commercial | Y | Y | Garden & Landscape | Algae/bald/long turf area | to turn off
Fallen plant/tree | 1. Garden/Landscape | Horticulture Services | Garden/Landscape | Fallen plant/tree | Y | N | Commercial | Y | Y | Garden & Landscape | Fallen plant/tree | to set
Landscape-Others (Please Specify) | 1. Garden/Landscape | Horticulture Services | Garden/Landscape | Other garden/landscape issues | Y | N | Commercial | Y | Y | Garden & Landscape | Other garden/landscape issues | to set
Overgrown plant/tree | 1. Garden/Landscape | Horticulture Services | Garden/Landscape | Overgrown plant/tree | Y | N | Commercial | Y | Y | Garden & Landscape | Overgrown plant/tree | to turn off
Soil erosion/Sunken soil level | 1. Garden/Landscape | Horticulture Services | Garden/Landscape | Soil erosion/sunken soil level | Y | N | Commercial | Y | Y | Garden & Landscape | Soil erosion/sunken soil level | to turn off
Withered Plant | 1. Garden/Landscape | Horticulture Services | Garden/Landscape | Withered Plant | Y | N | Commercial | Y | Y | Garden & Landscape | Plants withered | to turn off
No Electrical power supply to socket outlet | 2. Electrical Power supply | M&E Services | Electrical | No electrical power supply to socket outlet | Y | N | Commercial | Y | Y | Lighting & Electrical | No electrical power supply to socket outlet | to turn off
No Electrical Power supply to unit/house | 2. Electrical Power supply | M&E Services | Electrical | No electrical Power supply to unit/house | Y | N | Commercial | Y | Y | Lighting & Electrical | Disruption to electricity supply | to set
Electrical-Others (Please specify) | 2. Electrical Power supply | M&E Services | Electrical | Other electrical Issues | Y | N | Commercial | Y | Y | Lighting & Electrical | Other electrical issues | to set
Humming sound from light fitting | 1. Lighting | M&E Services | Lighting | Humming sound from light fitting | Y | N | Commercial | Y | Y | Lighting & Electrical | Faulty light fitting | to turn off
Lamposts faulty | 3. M&E | M&E Services | Lighting | Lamp post faulty | Y | N | Commercial | N | Y | Lighting & Electrical | Lamp post faulty | to turn off
Light tubes blown | 1. Lighting | M&E Services | Lighting | Light tubes blown | Y | N | Commercial | Y | Y | Lighting & Electrical | Lights blown | to set
Lighting-Others (Please specify) | 1. Lighting | M&E Services | Lighting | Other lighting Issues | Y | N | Commercial | Y | Y | Lighting & Electrical | Other lighting issues | to set
BAS faulty - Chiller/FCC room | 3. M&E | M&E Services | M&E Work | BAS faulty - Chiller/FCC room | Y | N | Commercial | N | Y | Lighting & Electrical | BAS faulty - Chiller/FCC room | to turn off
DB Connectors burnt | 3. M&E | M&E Services | M&E Work | DB connectors burnt | Y | N | Commercial | N | Y | Lighting & Electrical | DB connectors burnt | to set
Electrical isolators/sockets faulty | 3. M&E | M&E Services | M&E Work | Electrical isolators/sockets faulty | Y | N | Commercial | N | Y | Lighting & Electrical | Electrical isolators/sockets faulty | to set
Electrical Riser DB trip | 3. M&E | M&E Services | M&E Work | Electrical riser DB trip | Y | N | Commercial | N | Y | Lighting & Electrical | Electrical riser DB trip | to turn off
Electrical Timers faulty | 3. M&E | M&E Services | M&E Work | Electrical timers faulty | Y | N | Commercial | N | Y | Lighting & Electrical | Electrical timers faulty | to turn off
Generator set oil leakeage/faulty | 3. M&E | M&E Services | M&E Work | Generator set oil leakeage/faulty | Y | N | Commercial | N | Y | Lighting & Electrical | Generator set oil leakeage/faulty | to turn off
Lighting points faulty | 3. M&E | M&E Services | M&E Work | Lighting points faulty | Y | N | Commercial | N | Y | Lighting & Electrical | Lighting points faulty | to turn off
Lightning strip/rod damaged | 3. M&E | M&E Services | M&E Work | Lightning strip/rod damaged | Y | N | Commercial | N | Y | Lighting & Electrical | Lightning strip/rod damaged | to turn off
LT/HT Switchroom trip | 3. M&E | M&E Services | M&E Work | LT/HT switchroom trip | Y | N | Commercial | N | Y | Lighting & Electrical | LT/HT switchroom trip | to turn off
MATV faulty | 3. M&E | M&E Services | M&E Work | MATV faulty | Y | N | Commercial | N | Y | Lighting & Electrical | MATV faulty | to turn off
MDF room trip | 3. M&E | M&E Services | M&E Work | MDF room trip | Y | N | Commercial | N | Y | Lighting & Electrical | MDF room trip | to turn off
M&E-Others (Please Specify) | 3. M&E | M&E Services | M&E Work | Other M&E Issues | Y | N | Commercial | N | Y | Lighting & Electrical | Other M&E Issues | to set
TAS riser trip | 3. M&E | M&E Services | M&E Work | TAS riser trip | Y | N | Commercial | N | Y | Lighting & Electrical | TAS riser trip | to turn off
At Common Property | 1. Criminal case (theft, shoplift, molest ..) | Other Services | Criminal case (theft, shoplift, molest ..) | At Common Property | Y | N | Commercial | Y | Y | Others | Other common area issues | to set
Criminal cases-Others (Please Specify) | 1. Criminal case (theft, shoplift, molest ..) | Other Services | Criminal case (theft, shoplift, molest ..) | Other Criminal cases | Y | N | Commercial | Y | Y | Others | Criminal activities | to set
Tenant/Residential Unit | 1. Criminal case (theft, shoplift, molest ..) | Other Services | Criminal case (theft, shoplift, molest ..) | Tenant/Residential Unit | Y | N | Commercial | Y | Y | Others | Criminal activities involving resident(s) | to turn off
Common Property | 2. Damages to properties | Other Services | Damages to properties | Common property | Y | N | Commercial | N | Y | Building | Common property | to set
Damages-Others (Please Specify) | 2. Damages to properties | Other Services | Damages to properties | Other damages | Y | N | Commercial | N | Y | Building | Other damages | to set
Tenant/Resident unit | 2. Damages to properties | Other Services | Damages to properties | Tenant/resident unit | Y | N | Commercial | N | Y | Building | Tenant/resident unit | to set
Feedback-Others (Please Specify) | 5. Feedback | Other Services | Feedback | Other feedback | Y | N | Commercial | N | Y | Others | Other feedback | to turn off
From Public | 5. Feedback | Other Services | Feedback | Public feedback | Y | N | Commercial | N | Y | Others | Public feedback | to turn off
From Tenant/Resident | 5. Feedback | Other Services | Feedback | Tenant/Resident feedback | Y | N | Commercial | Y | Y | Others | Feedback on noise/smoke from neighbouring unit | to set
Injury-Others (Please Specify) | 3. Injury to persons | Other Services | Injury to persons | Other safety Issues | Y | N | Commercial | Y | Y | Others | Safety issues | to set
Tenant/Resident injured | 3. Injury to persons | Other Services | Injury to persons | Tenant/Resident injured | Y | N | Commercial | Y | Y | Others | Incident involving residents | to set
Visitor/customer injured | 3. Injury to persons | Other Services | Injury to persons | Visitor/customer injured | Y | N | Commercial | Y | Y | Others | Incident involving visitors | to turn off
Encroachment/Touting | 6. Leases | Other Services | Leases | Encroachment/touting | Y | N | Commercial | Y | Y | Others | Encroachment onto corridor/common area | to turn off
Operating hours | 6. Leases | Other Services | Leases | Operating hours | Y | N | Commercial | Y | Y | Others | Operating hours | to set
Leases-Others (Please Specify) | 6. Leases | Other Services | Leases | Other leases related Issues | Y | N | Commercial | Y | Y | Others | Leasing related issues | to set
Others - Please Specify | 7. Others | Other Services | Miscellaneous | Other issues | Y | N | Commercial | Y | Y | Others | Other miscellaneous issues | to set
Bee Hive | 1. Pest/Animals | Pest Control | Pest/Animals | Bee Hive | Y | N | Commercial | Y | Y | Pest & Animals | Bee hive or wasp nest | to turn off
Mosquitoes breeding ground | 1. Pest/Animals | Pest Control | Pest/Animals | Mosquitoes breeding ground | Y | N | Commercial | Y | Y | Pest & Animals | Mosquitoes | to turn off
Pest/Animals-Others (Please Specify) | 1. Pest/Animals | Pest Control | Pest/Animals | Other pest or animal issues | Y | N | Commercial | Y | Y | Pest & Animals | Other pest or animal issues | to set
Rodent/cockroaches/Termites/Ants | 1. Pest/Animals | Pest Control | Pest/Animals | Rodent/cockroaches/termites/ants | Y | N | Commercial | Y | Y | Pest & Animals | Rodent/cockroaches/termites/ants | to set
Snake/Monkey/Birds/Others | 1. Pest/Animals | Pest Control | Pest/Animals | Snake/monkey/birds & etc | Y | N | Commercial | Y | Y | Pest & Animals | Snakes/monkeys/birds | to turn off
Worms/caterpillars, etc | 1. Pest/Animals | Pest Control | Pest/Animals | Worms/caterpillars, etc | Y | N | Commercial | Y | Y | Pest & Animals | Worms/caterpillars/centipedes | to turn off
Bins overflow | 1. Cleanliness | Sanitary & Plumbing | Cleanliness | Bins overflow | Y | N | Commercial | Y | Y | Cleanliness | Bins overflow | to turn off
Floor wet/slippery/ponding | 1. Cleanliness | Sanitary & Plumbing | Cleanliness | Floor wet/slippery/ponding | Y | N | Commercial | Y | Y | Cleanliness | Floor is wet/slippery | to turn off
Lift/lift lobby Dirty/stain/rubbish | 1. Cleanliness | Sanitary & Plumbing | Cleanliness | Lift/lift lobby Dirty/stain/rubbish | Y | N | Commercial | Y | Y | Cleanliness | Lift or lift lobby is dirty/stained | to set
Litter/Dirt/dust/cobweb/fallen leaves | 1. Cleanliness | Sanitary & Plumbing | Cleanliness | Litter/Dirt/dust/cobweb/fallen leaves | Y | N | Commercial | Y | Y | Cleanliness | Litter/dirty/dusty/cobweb/leaf litter | to turn off
Odour | 1. Cleanliness | Sanitary & Plumbing | Cleanliness | Odour | Y | N | Commercial | Y | Y | Cleanliness | Odour | to set
Cleanliness-Others (Please Specify) | 1. Cleanliness | Sanitary & Plumbing | Cleanliness | Other cleanliness issue | Y | N | Commercial | Y | Y | Cleanliness | Other cleanliness issue | to set
Floor trap choke/overflow | 1. Plumbing & Sanitary | Sanitary & Plumbing | Sanitary Work | Floor trap choke/overflow | Y | N | Commercial | N | Y | Sanitary & Plumbing | Floor trap choke/overflow | to turn off
Grease trap full/not clear | 1. Plumbing & Sanitary | Sanitary & Plumbing | Sanitary Work | Grease trap full/not clear | Y | N | Commercial | N | Y | Sanitary & Plumbing | Grease trap full/not clear | to turn off
Low water pressure | 1. Plumbing & Sanitary | Sanitary & Plumbing | Sanitary Work | Low water pressure | Y | N | Commercial | N | Y | Sanitary & Plumbing | Low water pressure | to turn off
Manhole choke | 1. Plumbing & Sanitary | Sanitary & Plumbing | Sanitary Work | Manhole choke | Y | N | Commercial | N | Y | Sanitary & Plumbing | Manhole choke | to turn off
Plumbing & Sanitary Others | 1. Plumbing & Sanitary | Sanitary & Plumbing | Sanitary Work | Other sanitary and plumbing issues | Y | N | Commercial | N | Y | Sanitary & Plumbing | Other sanitary and plumbing issues | to set
Pipe burst/Tap leak/Choke | 1. Plumbing & Sanitary | Sanitary & Plumbing | Sanitary Work | Pipe burst/tap leak/choke | Y | N | Commercial | Y | Y | Sanitary & Plumbing | Pipe burst/tap leak/choke | to set
Basin/tap/Flushing sensor faulty | 2. Toilet | Sanitary & Plumbing | Toilet | Basin/tap/flushing sensor faulty | Y | N | Commercial | Y | Y | Sanitary & Plumbing | Basin/tap/flushing sensor faulty | to turn off
Litter/Stain/Dirty/Not cleaned | 2. Toilet | Sanitary & Plumbing | Toilet | Litter/stain/dirty/not cleaned | Y | N | Commercial | Y | Y | Sanitary & Plumbing | Litter/stain/dirty/not cleaned | to set
Mirror damage/stain | 2. Toilet | Sanitary & Plumbing | Toilet | Mirror damage/stain | Y | N | Commercial | Y | Y | Sanitary & Plumbing | Mirror damage/stain | to turn off
Toilet-Others (Please Specify) | 2. Toilet | Sanitary & Plumbing | Toilet | Other toilet related issues | Y | N | Commercial | Y | Y | Sanitary & Plumbing | Other toilet related issues | to set
Toilet roll/Hand soap empty | 2. Toilet | Sanitary & Plumbing | Toilet | Toilet roll/hand soap empty | Y | N | Commercial | Y | Y | Sanitary & Plumbing | Toilet roll/hand soap empty | to turn off
WC cover/seat damage | 2. Toilet | Sanitary & Plumbing | Toilet | WC cover/seat damage | Y | N | Commercial | N | Y | Sanitary & Plumbing | WC cover/seat damage | to turn off
Guardhouse not manned | 1. Security | Security Services | Security | Guardhouse not manned | Y | N | Commercial | Y | Y | Security | Guardhouse not manned | to turn off
Guards Improper attire/rude/smoke/sleep | 1. Security | Security Services | Security | Guards: improper attire/rude/sleep | Y | N | Commercial | Y | Y | Security | Guards not properly attired/rude/sleeping | to set
Indiscriminately parking of bicycles | 1. Security | Security Services | Security | Indiscriminate parking of bicycles | Y | N | Commercial | Y | Y | Security | Indiscriminate parking of bicycles | to turn off
Security-Others (Please Specify) | 1. Security | Security Services | Security | Other security issues | Y | N | Commercial | Y | Y | Security | Other security issues | to set
Phone calls not answered | 1. Security | Security Services | Security | Phone calls not answered | Y | N | Commercial | Y | Y | Security | Guards not answering calls | to turn off
Smoking at non smoking area | 1. Security | Security Services | Security | Disturbance at common area | Y | N | Commercial | Y | Y | Security | Disturbance at common area | to turn off
Fire door self-closing device faulty | 2. Fire Protection | Systems | Fire Protection | Fire door self-closing device faulty | Y | N | Commercial | N | Y | Others | Fire door self-closing device faulty | to turn off
Fire Extinguisher expired | 2. Fire Protection | Systems | Fire Protection | Fire extinguisher expired | Y | N | Commercial | N | Y | Others | Fire extinguisher expired | to set
Alarm/Panel faulty | 2. Fire Protection | Systems | Fire Protection | Fire protection alarm/panel faulty | Y | N | Commercial | N | Y | Others | Fire protection alarm/panel faulty | to set
Call points faulty | 2. Fire Protection | Systems | Fire Protection | Fire protection call points faulty | Y | N | Commercial | N | Y | Others | Fire protection call points faulty | to set
Exit light faulty | 2. Fire Protection | Systems | Fire Protection | Fire protection exit light faulty | Y | N | Commercial | N | Y | Others | Fire protection exit light faulty | to turn off
Hosereel not secured/wear and tear | 2. Fire Protection | Systems | Fire Protection | Hosereel not secured/wear and tear | Y | N | Commercial | N | Y | Others | Hosereel not secured/wear and tear | to turn off
Hosereel/Jockey pump faulty | 2. Fire Protection | Systems | Fire Protection | Hosereel/jockey pump faulty | Y | N | Commercial | N | Y | Others | Hosereel/jockey pump faulty | to set
Fire Protection-Others (Please Specify) | 2. Fire Protection | Systems | Fire Protection | Other fire protection Issues | Y | N | Commercial | Y | Y | Others | Fire protection & safety equipment issues | to set
PA system faulty | 2. Fire Protection | Systems | Fire Protection | PA system faulty | Y | N | Commercial | N | Y | Others | PA system faulty | to turn off
Sprinkler control valve/solenoid faulty | 2. Fire Protection | Systems | Fire Protection | Sprinkler control valve/solenoid faulty | Y | N | Commercial | N | Y | Others | Sprinkler control valve/solenoid faulty | to turn off
Sprinkler pump faulty | 2. Fire Protection | Systems | Fire Protection | Sprinkler pump faulty | Y | N | Commercial | N | Y | Others | Sprinkler pump faulty | to set
Fire | 4. Major Services Failure | Systems | Major Services Failure | Fire | Y | N | Commercial | Y | Y | Services | Fire | to turn off
Mantrap in lifts | 4. Major Services Failure | Systems | Major Services Failure | Mantrap in lifts | Y | N | Commercial | Y | Y | Lift & Lobby | Trapped in lift | to turn off
No Air cond supply | 4. Major Services Failure | Systems | Major Services Failure | No aircon supply | Y | N | Commercial | Y | Y | Services | Disruption to aircon supply | to turn off
No Electricity supply | 4. Major Services Failure | Systems | Major Services Failure | No electricity supply | Y | N | Commercial | Y | Y | Services | Disruption to electricity supply | to turn off
No supply of water | 4. Major Services Failure | Systems | Major Services Failure | No supply of water | Y | N | Commercial | Y | Y | Services | Disruption to supply of water | to turn off
Major services failure-Others (Please Specify) | 4. Major Services Failure | Systems | Major Services Failure | Other services failure | Y | N | Commercial | Y | Y | Services | Disruption to Other Services | to set
Autogate/Access Card/turnstile/barrier faulty | 4. Security System | Systems | Security System | Autogate/access card/turnstile/barrier faulty | Y | N | Commercial | N | Y | Security | Autogate/access card/turnstile/barrier faulty | to set
CCTV/NVR faulty | 4. Security System | Systems | Security System | CCTV/NVR faulty | Y | N | Commercial | N | Y | Security | CCTV/NVR faulty | to turn off
Faulty Cablings | 4. Security System | Systems | Security System | Faulty cablings | Y | N | Commercial | N | Y | Security | Faulty cablings | to turn off
Intercom faulty | 4. Security System | Systems | Security System | Intercom faulty | Y | N | Commercial | N | Y | Security | Intercom faulty | to turn off
Security system-Others (Please Specify) | 4. Security System | Systems | Security System | Other security system Issues | Y | N | Commercial | N | Y | Security | Other security system issues | to set

## Industrial
Work Type [300]* | Parent Work Type [300] | New Work Type | New Type of Service | New Problem Code | Active [5]* | Work Priority [300] | Property Level [300] | Display in public / tenant app(Y/N) [1] Display in QR | Work Order(Y/N) [1] | Qommunity Category [300] | Resident Display [300] | remarks
Aircon insulation damaged/condensation | 1. Air-Conditioning | ACMV Services | Air-Conditioning | Aircon insulation damaged/condensation | Y | N | Industrial | N | Y | Aircon | Aircon insulation damaged/condensation | to turn off
Aircon not cold | 1. Air-Conditioning | ACMV Services | Air-Conditioning | Aircon not cold | Y | N | Industrial | Y | Y | Aircon | Aircon not cold | to set
Exhaust/smell/smoky/fan faulty | 1. Air-Conditioning | ACMV Services | Air-Conditioning | Exhaust/smell/smoky/fan faulty | Y | N | Industrial | N | Y | Aircon | Exhaust/smell/smoky/fan faulty | to turn off
FCU faulty | 1. Air-Conditioning | ACMV Services | Air-Conditioning | FCU faulty | Y | N | Industrial | N | Y | Aircon | FCU faulty | to turn off
Mechanical Ventilation faulty | 1. Air-Conditioning | ACMV Services | Air-Conditioning | Mechanical Ventilation faulty | Y | N | Industrial | N | Y | Aircon | Mechanical Ventilation faulty | to turn off
Air-conditioning-Others (Please Specify) | 1. Air-Conditioning | ACMV Services | Air-Conditioning | Other aircon fault | Y | N | Industrial | Y | Y | Aircon | Other aircon issues | to set
Chilled water/makeup pumps faulty | 10. Chiller Room | ACMV Services | Chiller Plant/Room | Chilled water/makeup pumps faulty | Y | N | Industrial | N | Y | Facilities | Chilled water/makeup pumps faulty | to turn off
Chiller faulty | 10. Chiller Room | ACMV Services | Chiller Plant/Room | Chiller faulty | Y | N | Industrial | N | Y | Facilities | Chiller faulty | to set
Chiller Room-Others (Please Specify) | 10. Chiller Room | ACMV Services | Chiller Plant/Room | Other Chiller Issues | Y | N | Industrial | N | Y | Facilities | Other Chiller Issues | to set
Piping leakage/condensation | 10. Chiller Room | ACMV Services | Chiller Plant/Room | Piping leakage/condensation | Y | N | Industrial | N | Y | Facilities | Piping leakage/condensation | to turn off
Pressure/Temperature Gauges faulty | 10. Chiller Room | ACMV Services | Chiller Plant/Room | Pressure/Temperature Gauges faulty | Y | N | Industrial | N | Y | Facilities | Pressure/Temperature Gauges faulty | to turn off
Pump/Gate Valve faulty | 10. Chiller Room | ACMV Services | Chiller Plant/Room | Pump/Gate Valve faulty | Y | N | Industrial | N | Y | Facilities | Pump/Gate Valve faulty | to turn off
Signages damage | 1. Building | Building Services | Building Work | Building Signages damage | Y | N | Industrial | Y | Y | Building | Building signage damaged | to turn off
Other Structures damaged | 1. Building | Building Services | Building Work | Building Structures damaged | Y | N | Industrial | N | Y | Building | Damage to building/structure | to set
Ceiling Stain/moisture/spalling | 1. Building | Building Services | Building Work | Ceiling or wall stain/moisture/spalling | Y | N | Industrial | Y | Y | Building | Ceiling stain/moisture seepage/concrete cracked | to turn off
Ceiling/wall paint peeling off | 1. Building | Building Services | Building Work | Ceiling or wall paint damaged | Y | N | Industrial | Y | Y | Building | Ceiling or wall paint damaged | to turn off
Door cannot open/close properly | 1. Building | Building Services | Building Work | Door cannot open/close properly | Y | N | Industrial | Y | Y | Building | Door cannot open/close properly | to turn off
Drain choke/cover missing | 1. Building | Building Services | Building Work | Drain choke/cover missing | Y | N | Industrial | Y | Y | Building | Drain choke/cover missing | to turn off
Driveway/Curb/Road hump damaged/Dirty/Water ponding | 1. Building | Building Services | Building Work | Driveway/Curb/Road hump damaged/Dirty/Water ponding | Y | N | Industrial | Y | Y | Building | Damage to driveway/curb/road/water ponding | to set
Fence/Gate damage | 1. Building | Building Services | Building Work | Fence/Gate damage | Y | N | Industrial | Y | Y | Building | Damage to fence/gate | to turn off
Floor crack/potholes | 1. Building | Building Services | Building Work | Floor crack/potholes | Y | N | Industrial | Y | Y | Building | Flooring cracks/potholes | to turn off
Handrail rust/damaged | 1. Building | Building Services | Building Work | Handrail rust/damaged | Y | N | Industrial | Y | Y | Building | Handrail rusted/damaged | to turn off
Lampost Lighting not working | 1. Building | Building Services | Building Work | Lamp post Lighting not working | Y | N | Industrial | Y | Y | Building | Lamp post light not working | to set
Building-Others (Please specify) | 1. Building | Building Services | Building Work | Other Building Issues | Y | N | Industrial | Y | Y | Building | Other building issues | to set
Roof Leak | 1. Building | Building Services | Building Work | Roof Leak | Y | N | Industrial | Y | Y | Building | Building roof leak | to turn off
Tile chipped/debonded | 1. Building | Building Services | Building Work | Tile chipped/debonded | Y | N | Industrial | Y | Y | Building | Tile chipped/debonded | to turn off
Walkway/Gate/Fencing/Signages damaged | 1. Building | Building Services | Building Work | Walkway/Gate/Fencing/Signages damaged | Y | N | Industrial | Y | Y | Building | Damage to walkway/gate/fencing | to turn off
Wall/Window crack/seepage/damage | 1. Building | Building Services | Building Work | Wall/Window crack/seepage/damage | Y | N | Industrial | Y | Y | Building | Wall/Window crack/seepage/damage | to set
Barrier/Parking Guidance System/Socket/Light faulty | 1. Carpark | Building Services | Carpark | Barrier/Parking Guidance System/Socket/Light faulty | Y | N | Industrial | N | Y | Carpark | Barrier/Parking Guidance System/Socket/Light faulty | to turn off
Line/painting and other finishes | 1. Carpark | Building Services | Carpark | Line/painting and other finishes | Y | N | Industrial | Y | Y | Carpark | Line/painting and other finishes | to turn off
Litter/Dirty/stains | 1. Carpark | Building Services | Carpark | Litter/Dirty/stains | Y | N | Industrial | N | Y | Carpark | Litter/Dirty/stains | to set
NETS Terminal and related issues | 1. Carpark | Building Services | Carpark | NETS Terminal and related issues | Y | N | Industrial | Y | Y | Carpark | NETS Terminal and related issues | to turn off
Carpark-Others (Please Specify) | 1. Carpark | Building Services | Carpark | Others carpark issues | Y | N | Industrial | Y | Y | Carpark | Other carpark issues | to set
Seepage/Water Ponding/Pot holes | 1. Carpark | Building Services | Carpark | Seepage/Water Ponding/Pot holes | Y | N | Industrial | Y | Y | Carpark | Seepage/Water Ponding/Pot holes | to set
Dirty/Litter/Stain | 1. Common Areas | Building Services | Common Areas | Common Area Dirty/Litter/Stain | Y | N | Industrial | Y | Y | Facilities | Common Area Dirty/Litter/Stain | to set
Lighting Faulty | 1. Common Areas | Building Services | Common Areas | Common Area Light faulty | Y | N | Industrial | Y | Y | Facilities | Common Area Light faulty | to turn off
Potholes/Ground Ponding/Crack | 1. Common Areas | Building Services | Common Areas | Common Area Potholes/Ground Ponding/Crack | Y | N | Industrial | Y | Y | Facilities | Common Area Potholes/Ground Ponding/Crack | to set
Lines Fading | 1. Common Areas | Building Services | Common Areas | Common Lines Fading | Y | N | Industrial | N | Y | Facilities | Common Lines Fading | to turn off
Common Areas-Others (Please Specify) | 1. Common Areas | Building Services | Common Areas | Other Common Areas Issues | Y | N | Industrial | Y | Y | Facilities | Other Common Areas Issues | to set
Big Gaps (Gap> xxmm) | 1. Escalator/Travellator | Building Services | Escalator/Travellator | Big Gaps (Gap> xxmm) | Y | N | Industrial | N | Y | Lift & Lobby | Big Gaps (Gap> xxmm) | to turn off
Breakdown | 1. Escalator/Travellator | Building Services | Escalator/Travellator | Escalator/Travellator Breakdown | Y | N | Industrial | N | Y | Lift & Lobby | Escalator/Travellator Breakdown | to set
Handrail damage | 1. Escalator/Travellator | Building Services | Escalator/Travellator | Handrail damage | Y | N | Industrial | N | Y | Lift & Lobby | Handrail damage | to turn off
Noise/vibration/jerky movements | 1. Escalator/Travellator | Building Services | Escalator/Travellator | Noise/vibration/jerky movements | Y | N | Industrial | N | Y | Lift & Lobby | Noise/vibration/jerky movements | to turn off
Escalator/Travellator-Others (Please Specify) | 1. Escalator/Travellator | Building Services | Escalator/Travellator | Other Escalator/Travellator Issues | Y | N | Industrial | N | Y | Lift & Lobby | Other Escalator/Travellator Issues | to set
Lift Door cannot close | 1. Lift/Lobby | Building Services | Lift/Lobby | Lift Door cannot close | Y | N | Industrial | Y | Y | Lift & Lobby | Lift Door cannot close | to set
Lift no ventilation | 1. Lift/Lobby | Building Services | Lift/Lobby | Lift no ventilation | Y | N | Industrial | Y | Y | Lift & Lobby | Lift no ventilation | to turn off
Lift not level/vibrate/noisy | 1. Lift/Lobby | Building Services | Lift/Lobby | Lift not level/vibrate/noisy | Y | N | Industrial | Y | Y | Lift & Lobby | Lift not level/vibrate/noisy | to turn off
Lift sensor faulty | 1. Lift/Lobby | Building Services | Lift/Lobby | Lift sensor faulty | Y | N | Industrial | N | Y | Lift & Lobby | Lift sensor faulty | to turn off
Lift/Lobby light/Indicator/Button/Intercom/Lift sensor faulty | 1. Lift/Lobby | Building Services | Lift/Lobby | Lift/Lobby light/Indicator/Button/Intercom/Lift sensor faulty | Y | N | Industrial | N | Y | Lift & Lobby | Lift/Lobby light/Indicator/Button/Intercom/Lift sensor faulty | to set
Lift/Lobby-Others (Please specify) | 1. Lift/Lobby | Building Services | Lift/Lobby | Other Lift/Lobby Issues | Y | N | Industrial | Y | Y | Lift & Lobby | Other Lift/Lobby Issues | to set
Lighting/Socket faulty | 9. Atrium Space/Event Space | Facilities Related | Atrium Space/Event Space | Open Space socket/lighting faulty | Y | N | Industrial | N | Y | Facilities | Open Space socket/lighting faulty | to turn off
Stain Ceiling/Dirty Wall/Floor | 9. Atrium Space/Event Space | Facilities Related | Atrium Space/Event Space | Open Space stain ceiling/dirty wall/floor | Y | N | Industrial | N | Y | Facilities | Open Space stain ceiling/dirty wall/floor | to set
Equipment/Signboard/Chair/Table missing or damaged | 9. Atrium Space/Event Space | Facilities Related | Atrium Space/Event Space | Open Space table/chair/equipment/signboard missing or damaged | Y | N | Industrial | N | Y | Facilities | Open Space table/chair/equipment/signboard missing or damaged | to turn off
Screen/Aircon/TV/Fan faulty | 9. Atrium Space/Event Space | Facilities Related | Atrium Space/Event Space | Open Space TV/screen/aircon/fan faulty | Y | N | Industrial | N | Y | Facilities | Open Space TV/screen/aircon/fan faulty | to turn off
Atrium Space/Event Space-Others (Please specify) | 9. Atrium Space/Event Space | Facilities Related | Atrium Space/Event Space | Other atrium space/event space issues | Y | N | Industrial | N | Y | Facilities | Other atrium space/event space issues | to set
Screen/Aircon/Fan/TV faulty | 3. Auditorium/Function/Meeting Room etc | Facilities Related | Auditorium/Function/Meeting Room etc | Common room screen/aircon/fan/TV faulty | Y | N | Industrial | Y | Y | Facilities | Common room screen/aircon/fan/TV faulty | to turn off
Socket/Lighting faulty | 3. Auditorium/Function/Meeting Room etc | Facilities Related | Auditorium/Function/Meeting Room etc | Common room socket/lighting faulty | Y | N | Industrial | Y | Y | Facilities | Common room socket/lighting faulty | to turn off
Floor/Wall Dirty/Stain Ceiling | 3. Auditorium/Function/Meeting Room etc | Facilities Related | Auditorium/Function/Meeting Room etc | Common room stain ceiling/dirty wall/floor | Y | N | Industrial | Y | Y | Facilities | Common room stain ceiling/dirty wall/floor | to set
Table/Chair/Equipment/Signboard missing or damaged | 3. Auditorium/Function/Meeting Room etc | Facilities Related | Auditorium/Function/Meeting Room etc | Common room table/chair/equipment/signboard missing or damaged | Y | N | Industrial | Y | Y | Facilities | Common room table/chair/equipment/signboard missing or damaged | to turn off
Auditorium/Function/Meeting Room-Others (Please specify) | 3. Auditorium/Function/Meeting Room etc | Facilities Related | Auditorium/Function/Meeting Room etc | Others auditorium/function/meeting room issues | Y | N | Industrial | Y | Y | Facilities | Others auditorium/function/meeting room issues | to set
Tennis/basketball/outdoor courts etc-Others (Please Specify) | 4. Tennis/basketball/outdoor courts etc | Facilities Related | Tennis/basketball/outdoor courts etc | Other Tennis/basketball/outdoor courts Issues | Y | N | Industrial | Y | Y | Facilities | Other Tennis/basketball/outdoor courts Issues | to turn off
Fading Lines | 4. Tennis/basketball/outdoor courts etc | Facilities Related | Tennis/basketball/outdoor courts etc | Outdoor Court fading lines | Y | N | Industrial | Y | Y | Facilities | Outdoor court lines faded | to turn off
Ground Ponding/Crack/Potholes | 4. Tennis/basketball/outdoor courts etc | Facilities Related | Tennis/basketball/outdoor courts etc | Outdoor Court ground ponding/crack/potholes | Y | N | Industrial | Y | Y | Facilities | Outdoor court water ponding or flooring cracks/potholes | to turn off
Stain/Litter/Dirty | 4. Tennis/basketball/outdoor courts etc | Facilities Related | Tennis/basketball/outdoor courts etc | Outdoor Court litter/dirty/stain | Y | N | Industrial | Y | Y | Facilities | Outdoor court dirty/stained/algae | to turn off
Net/Roller damaged | 4. Tennis/basketball/outdoor courts etc | Facilities Related | Tennis/basketball/outdoor courts etc | Outdoor Court net/roller damaged | Y | N | Industrial | Y | Y | Facilities | Outdoor court net/roller damaged | to turn off
Faulty Lighting | 4. Tennis/basketball/outdoor courts etc | Facilities Related | Tennis/basketball/outdoor courts etc | Outdoor Court socket/lighting faulty | Y | N | Industrial | Y | Y | Facilities | Outdoor court light/light fitting faulty | to turn off
Algae/Bald/Long turf area | 1. Garden/Landscape | Horticulture Services | Garden/Landscape | Algae/bald/long turf area | Y | N | Industrial | Y | Y | Garden & Landscape | Algae/bald/long turf area | to turn off
Fallen plant/tree | 1. Garden/Landscape | Horticulture Services | Garden/Landscape | Fallen plant/tree | Y | N | Industrial | Y | Y | Garden & Landscape | Fallen plant/tree | to set
Landscape-Others (Please Specify) | 1. Garden/Landscape | Horticulture Services | Garden/Landscape | Other garden/landscape issues | Y | N | Industrial | Y | Y | Garden & Landscape | Other garden/landscape issues | to set
Overgrown plant/tree | 1. Garden/Landscape | Horticulture Services | Garden/Landscape | Overgrown plant/tree | Y | N | Industrial | Y | Y | Garden & Landscape | Overgrown plant/tree | to turn off
Soil erosion/Sunken soil level | 1. Garden/Landscape | Horticulture Services | Garden/Landscape | Soil erosion/sunken soil level | Y | N | Industrial | Y | Y | Garden & Landscape | Soil erosion/sunken soil level | to turn off
Withered Plant | 1. Garden/Landscape | Horticulture Services | Garden/Landscape | Withered Plant | Y | N | Industrial | Y | Y | Garden & Landscape | Plants withered | to turn off
No Electrical power supply to socket outlet | 2. Electrical Power supply | M&E Services | Electrical | No electrical power supply to socket outlet | Y | N | Industrial | Y | Y | Lighting & Electrical | No electrical power supply to socket outlet | to set
No Electrical Power supply to unit/house | 2. Electrical Power supply | M&E Services | Electrical | No electrical Power supply to unit/house | Y | N | Industrial | Y | Y | Lighting & Electrical | Disruption to electricity supply | to set
Electrical-Others (Please specify) | 2. Electrical Power supply | M&E Services | Electrical | Other electrical Issues | Y | N | Industrial | Y | Y | Lighting & Electrical | Other electrical issues | to set
Humming sound from light fitting | 1. Lighting | M&E Services | Lighting | Humming sound from light fitting | Y | N | Industrial | Y | Y | Lighting & Electrical | Faulty light fitting | to turn off
Lamposts faulty | 3. M&E | M&E Services | Lighting | Lamp post faulty | Y | N | Industrial | N | Y | Lighting & Electrical | Lamp post faulty | to turn off
Light tubes blown | 1. Lighting | M&E Services | Lighting | Light tubes blown | Y | N | Industrial | Y | Y | Lighting & Electrical | Lights blown | to turn off
Lighting-Others (Please specify) | 1. Lighting | M&E Services | Lighting | Other lighting Issues | Y | N | Industrial | Y | Y | Lighting & Electrical | Other lighting issues | to set
BAS faulty - Chiller/FCC room | 3. M&E | M&E Services | M&E Work | BAS faulty - Chiller/FCC room | Y | N | Industrial | N | Y | Lighting & Electrical | BAS faulty - Chiller/FCC room | to turn off
DB Connectors burnt | 3. M&E | M&E Services | M&E Work | DB connectors burnt | Y | N | Industrial | N | Y | Lighting & Electrical | DB connectors burnt | to set
Electrical isolators/sockets faulty | 3. M&E | M&E Services | M&E Work | Electrical isolators/sockets faulty | Y | N | Industrial | N | Y | Lighting & Electrical | Electrical isolators/sockets faulty | to set
Electrical Riser DB trip | 3. M&E | M&E Services | M&E Work | Electrical riser DB trip | Y | N | Industrial | N | Y | Lighting & Electrical | Electrical riser DB trip | to set
Electrical Timers faulty | 3. M&E | M&E Services | M&E Work | Electrical timers faulty | Y | N | Industrial | N | Y | Lighting & Electrical | Electrical timers faulty | to turn off
Generator set oil leakeage/faulty | 3. M&E | M&E Services | M&E Work | Generator set oil leakeage/faulty | Y | N | Industrial | N | Y | Lighting & Electrical | Generator set oil leakeage/faulty | to turn off
Lighting points faulty | 3. M&E | M&E Services | M&E Work | Lighting points faulty | Y | N | Industrial | N | Y | Lighting & Electrical | Lighting points faulty | to turn off
Lightning strip/rod damaged | 3. M&E | M&E Services | M&E Work | Lightning strip/rod damaged | Y | N | Industrial | N | Y | Lighting & Electrical | Lightning strip/rod damaged | to turn off
LT/HT Switchroom trip | 3. M&E | M&E Services | M&E Work | LT/HT switchroom trip | Y | N | Industrial | N | Y | Lighting & Electrical | LT/HT switchroom trip | to turn off
MATV faulty | 3. M&E | M&E Services | M&E Work | MATV faulty | Y | N | Industrial | N | Y | Lighting & Electrical | MATV faulty | to turn off
MDF room trip | 3. M&E | M&E Services | M&E Work | MDF room trip | Y | N | Industrial | N | Y | Lighting & Electrical | MDF room trip | to turn off
M&E-Others (Please Specify) | 3. M&E | M&E Services | M&E Work | Other M&E Issues | Y | N | Industrial | N | Y | Lighting & Electrical | Other M&E Issues | to set
TAS riser trip | 3. M&E | M&E Services | M&E Work | TAS riser trip | Y | N | Industrial | N | Y | Lighting & Electrical | TAS riser trip | to turn off
At Common Property | 1. Criminal case (theft, shoplift, molest ..) | Other Services | Criminal case (theft, shoplift, molest ..) | At Common Property | Y | N | Industrial | Y | Y | Others | Other common area issues | to set
Criminal cases-Others (Please Specify) | 1. Criminal case (theft, shoplift, molest ..) | Other Services | Criminal case (theft, shoplift, molest ..) | Other Criminal cases | Y | N | Industrial | Y | Y | Others | Criminal activities | to set
Tenant/Residential Unit | 1. Criminal case (theft, shoplift, molest ..) | Other Services | Criminal case (theft, shoplift, molest ..) | Tenant/Residential Unit | Y | N | Industrial | Y | Y | Others | Criminal activities involving resident(s) | to turn off
Common Property | 2. Damages to properties | Other Services | Damages to properties | Common property | Y | N | Industrial | N | Y | Building | Common property | to set
Damages-Others (Please Specify) | 2. Damages to properties | Other Services | Damages to properties | Other damages | Y | N | Industrial | N | Y | Building | Other damages | to set
Tenant/Resident unit | 2. Damages to properties | Other Services | Damages to properties | Tenant/resident unit | Y | N | Industrial | N | Y | Building | Tenant/resident unit | to turn off
Feedback-Others (Please Specify) | 5. Feedback | Other Services | Feedback | Other feedback | Y | N | Industrial | N | Y | Others | Other feedback | to turn off
From Public | 5. Feedback | Other Services | Feedback | Public feedback | Y | N | Industrial | N | Y | Others | Public feedback | to turn off
From Tenant/Resident | 5. Feedback | Other Services | Feedback | Tenant/Resident feedback | Y | N | Industrial | Y | Y | Others | Feedback on noise/smoke from neighbouring unit | to set
Injury-Others (Please Specify) | 3. Injury to persons | Other Services | Injury to persons | Other safety Issues | Y | N | Industrial | Y | Y | Others | Safety issues | to set
Tenant/Resident injured | 3. Injury to persons | Other Services | Injury to persons | Tenant/Resident injured | Y | N | Industrial | Y | Y | Others | Incident involving residents | to set
Visitor/customer injured | 3. Injury to persons | Other Services | Injury to persons | Visitor/customer injured | Y | N | Industrial | Y | Y | Others | Incident involving visitors | to turn off
Encroachment/Touting | 6. Leases | Other Services | Leases | Encroachment/touting | Y | N | Industrial | Y | Y | Others | Encroachment onto corridor/common area | to turn off
Operating hours | 6. Leases | Other Services | Leases | Operating hours | Y | N | Industrial | Y | Y | Others | Operating hours | to set
Leases-Others (Please Specify) | 6. Leases | Other Services | Leases | Other leases related Issues | Y | N | Industrial | Y | Y | Others | Leasing related issues | to turn off
Others - Please Specify | 7. Others | Other Services | Miscellaneous | Other issues | Y | N | Industrial | Y | Y | Others | Other miscellaneous issues | to set
Bee Hive | 1. Pest/Animals | Pest Control | Pest/Animals | Bee Hive | Y | N | Industrial | Y | Y | Pest & Animals | Bee hive or wasp nest | to turn off
Mosquitoes breeding ground | 1. Pest/Animals | Pest Control | Pest/Animals | Mosquitoes breeding ground | Y | N | Industrial | Y | Y | Pest & Animals | Mosquitoes | to turn off
Pest/Animals-Others (Please Specify) | 1. Pest/Animals | Pest Control | Pest/Animals | Other pest or animal issues | Y | N | Industrial | Y | Y | Pest & Animals | Other pest or animal issues | to set
Rodent/cockroaches/Termites/Ants | 1. Pest/Animals | Pest Control | Pest/Animals | Rodent/cockroaches/termites/ants | Y | N | Industrial | Y | Y | Pest & Animals | Rodent/cockroaches/termites/ants | to set
Snake/Monkey/Birds/Others | 1. Pest/Animals | Pest Control | Pest/Animals | Snake/monkey/birds & etc | Y | N | Industrial | Y | Y | Pest & Animals | Snakes/monkeys/birds | to turn off
Worms/caterpillars, etc | 1. Pest/Animals | Pest Control | Pest/Animals | Worms/caterpillars, etc | Y | N | Industrial | Y | Y | Pest & Animals | Worms/caterpillars/centipedes | to turn off
Bins overflow | 1. Cleanliness | Sanitary & Plumbing | Cleanliness | Bins overflow | Y | N | Industrial | Y | Y | Cleanliness | Bins overflow | to turn off
Floor wet/slippery/ponding | 1. Cleanliness | Sanitary & Plumbing | Cleanliness | Floor wet/slippery/ponding | Y | N | Industrial | Y | Y | Cleanliness | Floor is wet/slippery | to set
Lift/lift lobby Dirty/stain/rubbish | 1. Cleanliness | Sanitary & Plumbing | Cleanliness | Lift/lift lobby Dirty/stain/rubbish | Y | N | Industrial | Y | Y | Cleanliness | Lift or lift lobby is dirty/stained | to set
Litter/Dirt/dust/cobweb/fallen leaves | 1. Cleanliness | Sanitary & Plumbing | Cleanliness | Litter/Dirt/dust/cobweb/fallen leaves | Y | N | Industrial | Y | Y | Cleanliness | Litter/dirty/dusty/cobweb/leaf litter | to turn off
Odour | 1. Cleanliness | Sanitary & Plumbing | Cleanliness | Odour | Y | N | Industrial | Y | Y | Cleanliness | Odour | to turn off
Cleanliness-Others (Please Specify) | 1. Cleanliness | Sanitary & Plumbing | Cleanliness | Other cleanliness issue | Y | N | Industrial | Y | Y | Cleanliness | Other cleanliness issue | to set
Floor trap choke/overflow | 1. Plumbing & Sanitary | Sanitary & Plumbing | Sanitary Work | Floor trap choke/overflow | Y | N | Industrial | N | Y | Sanitary & Plumbing | Floor trap choke/overflow | to set
Grease trap full/not clear | 1. Plumbing & Sanitary | Sanitary & Plumbing | Sanitary Work | Grease trap full/not clear | Y | N | Industrial | N | Y | Sanitary & Plumbing | Grease trap full/not clear | to turn off
Low water pressure | 1. Plumbing & Sanitary | Sanitary & Plumbing | Sanitary Work | Low water pressure | Y | N | Industrial | N | Y | Sanitary & Plumbing | Low water pressure | to turn off
Manhole choke | 1. Plumbing & Sanitary | Sanitary & Plumbing | Sanitary Work | Manhole choke | Y | N | Industrial | N | Y | Sanitary & Plumbing | Manhole choke | to turn off
Plumbing & Sanitary Others | 1. Plumbing & Sanitary | Sanitary & Plumbing | Sanitary Work | Other sanitary and plumbing issues | Y | N | Industrial | N | Y | Sanitary & Plumbing | Other sanitary and plumbing issues | to set
Pipe burst/Tap leak/Choke | 1. Plumbing & Sanitary | Sanitary & Plumbing | Sanitary Work | Pipe burst/tap leak/choke | Y | N | Industrial | Y | Y | Sanitary & Plumbing | Pipe burst/tap leak/choke | to set
Basin/tap/Flushing sensor faulty | 2. Toilet | Sanitary & Plumbing | Toilet | Basin/tap/flushing sensor faulty | Y | N | Industrial | Y | Y | Sanitary & Plumbing | Basin/tap/flushing sensor faulty | to set
Litter/Stain/Dirty/Not cleaned | 2. Toilet | Sanitary & Plumbing | Toilet | Litter/stain/dirty/not cleaned | Y | N | Industrial | Y | Y | Sanitary & Plumbing | Litter/stain/dirty/not cleaned | to set
Mirror damage/stain | 2. Toilet | Sanitary & Plumbing | Toilet | Mirror damage/stain | Y | N | Industrial | Y | Y | Sanitary & Plumbing | Mirror damage/stain | to turn off
Toilet-Others (Please Specify) | 2. Toilet | Sanitary & Plumbing | Toilet | Other toilet related issues | Y | N | Industrial | Y | Y | Sanitary & Plumbing | Other toilet related issues | to set
Toilet roll/Hand soap empty | 2. Toilet | Sanitary & Plumbing | Toilet | Toilet roll/hand soap empty | Y | N | Industrial | Y | Y | Sanitary & Plumbing | Toilet roll/hand soap empty | to turn off
WC cover/seat damage | 2. Toilet | Sanitary & Plumbing | Toilet | WC cover/seat damage | Y | N | Industrial | N | Y | Sanitary & Plumbing | WC cover/seat damage | to turn off
Guardhouse not manned | 1. Security | Security Services | Security | Guardhouse not manned | Y | N | Industrial | Y | Y | Security | Guardhouse not manned | to turn off
Guards Improper attire/rude/smoke/sleep | 1. Security | Security Services | Security | Guards: improper attire/rude/sleep | Y | N | Industrial | Y | Y | Security | Guards not properly attired/rude/sleeping | to set
Indiscriminately parking of bicycles | 1. Security | Security Services | Security | Indiscriminate parking of bicycles | Y | N | Industrial | Y | Y | Security | Indiscriminate parking of bicycles | to turn off
Security-Others (Please Specify) | 1. Security | Security Services | Security | Other security issues | Y | N | Industrial | Y | Y | Security | Other security issues | to set
Phone calls not answered | 1. Security | Security Services | Security | Phone calls not answered | Y | N | Industrial | Y | Y | Security | Guards not answering calls | to turn off
Smoking at non smoking area | 1. Security | Security Services | Security | Disturbance at common area | Y | N | Industrial | Y | Y | Security | Disturbance at common area | to turn off
Fire door self-closing device faulty | 2. Fire Protection | Systems | Fire Protection | Fire door self-closing device faulty | Y | N | Industrial | N | Y | Others | Fire door self-closing device faulty | to turn off
Fire Extinguisher expired | 2. Fire Protection | Systems | Fire Protection | Fire extinguisher expired | Y | N | Industrial | N | Y | Others | Fire extinguisher expired | to set
Alarm/Panel faulty | 2. Fire Protection | Systems | Fire Protection | Fire protection alarm/panel faulty | Y | N | Industrial | N | Y | Others | Fire protection alarm/panel faulty | to set
Call points faulty | 2. Fire Protection | Systems | Fire Protection | Fire protection call points faulty | Y | N | Industrial | N | Y | Others | Fire protection call points faulty | to turn off
Exit light faulty | 2. Fire Protection | Systems | Fire Protection | Fire protection exit light faulty | Y | N | Industrial | N | Y | Others | Fire protection exit light faulty | to turn off
Hosereel not secured/wear and tear | 2. Fire Protection | Systems | Fire Protection | Hosereel not secured/wear and tear | Y | N | Industrial | N | Y | Others | Hosereel not secured/wear and tear | to turn off
Hosereel/Jockey pump faulty | 2. Fire Protection | Systems | Fire Protection | Hosereel/jockey pump faulty | Y | N | Industrial | N | Y | Others | Hosereel/jockey pump faulty | to set
Fire Protection-Others (Please Specify) | 2. Fire Protection | Systems | Fire Protection | Other fire protection Issues | Y | N | Industrial | Y | Y | Others | Fire protection & safety equipment issues | to set
PA system faulty | 2. Fire Protection | Systems | Fire Protection | PA system faulty | Y | N | Industrial | N | Y | Others | PA system faulty | to set
Sprinkler control valve/solenoid faulty | 2. Fire Protection | Systems | Fire Protection | Sprinkler control valve/solenoid faulty | Y | N | Industrial | N | Y | Others | Sprinkler control valve/solenoid faulty | to turn off
Sprinkler pump faulty | 2. Fire Protection | Systems | Fire Protection | Sprinkler pump faulty | Y | N | Industrial | N | Y | Others | Sprinkler pump faulty | to turn off
Fire | 4. Major Services Failure | Systems | Major Services Failure | Fire | Y | N | Industrial | Y | Y | Services | Fire | to turn off
Mantrap in lifts | 4. Major Services Failure | Systems | Major Services Failure | Mantrap in lifts | Y | N | Industrial | Y | Y | Lift & Lobby | Trapped in lift | to turn off
No Air cond supply | 4. Major Services Failure | Systems | Major Services Failure | No aircon supply | Y | N | Industrial | Y | Y | Services | Disruption to aircon supply | to turn off
No Electricity supply | 4. Major Services Failure | Systems | Major Services Failure | No electricity supply | Y | N | Industrial | Y | Y | Services | Disruption to electricity supply | to turn off
No supply of water | 4. Major Services Failure | Systems | Major Services Failure | No supply of water | Y | N | Industrial | Y | Y | Services | Disruption to supply of water | to turn off
Major services failure-Others (Please Specify) | 4. Major Services Failure | Systems | Major Services Failure | Other services failure | Y | N | Industrial | Y | Y | Services | Disruption to Other Services | to set
Autogate/Access Card/turnstile/barrier faulty | 4. Security System | Systems | Security System | Autogate/access card/turnstile/barrier faulty | Y | N | Industrial | N | Y | Security | Autogate/access card/turnstile/barrier faulty | to set
CCTV/NVR faulty | 4. Security System | Systems | Security System | CCTV/NVR faulty | Y | N | Industrial | N | Y | Security | CCTV/NVR faulty | to turn off
Faulty Cablings | 4. Security System | Systems | Security System | Faulty cablings | Y | N | Industrial | N | Y | Security | Faulty cablings | to set
Intercom faulty | 4. Security System | Systems | Security System | Intercom faulty | Y | N | Industrial | N | Y | Security | Intercom faulty | to turn off
Security system-Others (Please Specify) | 4. Security System | Systems | Security System | Other security system Issues | Y | N | Industrial | N | Y | Security | Other security system issues | to set

## Sheet5
Property Level | Total Problem Code | Display in QR | Display in QR (updated)
Residential | 171 | 161 | 116
Commerical | 154 | 92 | 88
Industrial | 160 | 98 | 94
Mixed Devt | 213 | 211 | 130